## 1957 Databook
|  | OBSOLETE TECHNICAL DATA VALVES, SYSTEMS, AND DEVICES | The Viking Corporation 210 N. Industrial Park Drive Hastings, Michigan 49058 U.S.A. |  |  | Technical Services Toll-Free: 877-384-5464 Fax: 269-818-1680 Web Site: http://www.vikinggroupinc.com
Page Number | Form Number | Title | Issue Date | Link | Category | Section | Part Numbers
DATABOOK - 1957
| - | 1957 Data Book Index | 1957-01-01 | .pdf |  | Index
A-1 - A-17 | - | Engineering Data, Pipe Data, Sprinkler System Identification, Wiring Diagrams, Rubbers | 1957-01-01 | .pdf |  | Index
J-1 - J-10 | - | Gravity Tanks, Hydrant House, Hose Racks | 1957-01-01 | .pdf |  | Index
L-1 - L-4 | - | Special Pilot Line System, Arrangement to Trip Control Valves when Dry Vlv or Alarm Vlv Operates | 1957-01-01 | .pdf |  | Index
M-1 | - | Bearing Area for Underground Thrust Blocks | 1957-01-01 | .pdf |  | Index
N-1 - N-10 | - | Air Compressor Connections, Fire Extinguishers, Circular Outlets, Discharge Tables, Hydraulic Pressure | 1957-01-01 | .pdf |  | Index

## Miscellaneous Valves & Accessor
|  | OBSOLETE TECHNICAL DATA VALVES, SYSTEMS, AND DEVICES | The Viking Corporation 210 N. Industrial Park Drive Hastings, Michigan 49058 U.S.A. |  |  | Technical Services Toll-Free: 877-384-5464 Fax: 269-818-1680 Web Site: http://www.vikinggroupinc.com
Page Number | Form Number | Title | Issue Date | Link | Category | Section | Part Numbers
MISCELLANEOUS VALVES & ACCESSORIES
NFPA 25-1A |  | NFPA 25 Bulletin | 2003-10-21 | .pdf | Device | Miscellaneous Valves & Accessories
901-904 |  | Hydraulic Formulas and Tables, Metric Units | 1982-04-01 | .pdf | Device | Miscellaneous Valves & Accessories
906a-b | 052197 | Water Pressure Gauges | 1997-06-01 | .pdf | Device | Miscellaneous Valves & Accessories
906a-b | 052197 | Water Pressure Gauges | 1999-07-01 | .pdf | Device | Miscellaneous Valves & Accessories
906a-b | 052197 | Water Pressure Gauges | 2002-03-18 | .pdf | Device | Miscellaneous Valves & Accessories
907a-b | 081498 | Air Leak Detector | 1999-02-01 | .pdf | Device | Miscellaneous Valves & Accessories
VEN 1 - 77 | - | Viking Equipment Narrative (VEN) | 1977-01-01 | .pdf | System | Miscellaneous Valves & Accessories
VEN TOC | - | VEN Table of contents | 1977-01-01 | .pdf | System | Miscellaneous Valves & Accessories

## Firecycle Systems & Accessories
|  | OBSOLETE TECHNICAL DATA VALVES, SYSTEMS, AND DEVICES | The Viking Corporation 210 N. Industrial Park Drive Hastings, Michigan 49058 U.S.A. |  |  | Technical Services Toll-Free: 877-384-5464 Fax: 269-818-1680 Web Site: http://www.vikinggroupinc.com
Page Number | Form Number | Title | Issue Date | Link | Category | Section | Part Numbers
FIRECYCLE SYSTEMS & ACCESSORIES
426 | - | Mineral Insulated (MI) Cable | 1972-04-01 | .pdf | Device | Firecycle Systems & Accessories
400a-e | 062200 | Firecycle II Upgrade Instructions to Firecycle III | 2000-07-01 | .pdf | System | Firecycle Systems & Accessories
400a-e | 062200 | Firecycle II Upgrade Instructions to Firecycle III | 2005-10-18 | .pdf | System | Firecycle Systems & Accessories
400a-e | 062200 | Firecycle II Upgrade Instructions to Firecycle III | 2007-01-12 | .pdf | System | Firecycle Systems & Accessories
400a-e | 062200 | Firecycle II Upgrade Instructions to Firecycle III Multi-cycle | 2007-06-15 | .pdf | System | Firecycle Systems & Accessories
400a-e | 062200 | Firecycle II Upgrade Instructions to Firecycle III Multi-cycle | 2009-03-06 | .pdf | System | Firecycle Systems & Accessories
401-402 | - | Model B-1 Firecycle | 1972-04-01 | .pdf | System | Firecycle Systems & Accessories
401-406 | - | Firecycle System Data | 1973-07-01 | .pdf | System | Firecycle Systems & Accessories
401-406 | - | Firecycle II System Data | 1980-09-01 | .pdf | System | Firecycle Systems & Accessories
411-413 | 121389 | Firecycle II Control Panel | 1980-06-01 | .pdf | Device | Firecycle Systems & Accessories
411-414 | - | Model B-2 Firecycle Control Panel | 1973-06-01 | .pdf | Device | Firecycle Systems & Accessories
415-416 | - | Model B-2 Firecycle Valve Trim Box | 1973-05-01 | .pdf | Trim | Firecycle Systems & Accessories
415-416 | - | Model B-2 Firecycle Valve Trim Box | 1976-05-01 | .pdf | Trim | Firecycle Systems & Accessories
Announcement |  | Model B-2 Magnetic Bypass and Firecycle Trim Box | 1979-07-16 | .pdf | Device | Firecycle Systems & Accessories
415-416 | - | Model B-3 Firecycle II Valve Trim Box | 1980-05-01 | .pdf | Trim | Firecycle Systems & Accessories
415-416 | - | Model C-1 Firecycle II Valve Trim Box | 1983-01-01 | .pdf | Trim | Firecycle Systems & Accessories
417-418 | - | Model A Firecycle Detector | 1973-04-01 | .pdf | Device | Firecycle Systems & Accessories
417-418 | - | Model B Firecycle Detector | 1980-05-01 | .pdf | Device | Firecycle Systems & Accessories
417-418 | - | Model B Firecycle Detector | 1990-09-01 | .pdf | Device | Firecycle Systems & Accessories
417a-c | 071697 | Model B Firecycle Detector | 1997-08-01 | .pdf | Device | Firecycle Systems & Accessories
417a-c | 071697 | Model B Firecycle Detector | 1998-06-01 | .pdf | Device | Firecycle Systems & Accessories
417a-d | 071697 | Model B Firecycle Detector | 2004-01-01 | .pdf | Device | Firecycle Systems & Accessories
417a-d | 071697 | Model B Firecycle Detector | 2006-09-28 | .pdf | Device | Firecycle Systems & Accessories
417a-d | 071697 | Model B Firecycle Detector | 2007-01-11 | .pdf | Device | Firecycle Systems & Accessories
417a-d | 071697 | Model B Firecycle Detector | 2009-02-22 | .pdf | Device | Firecycle Systems & Accessories
417a-d | 071697 | Model B Firecycle Detector | 2011-04-15 | .pdf | Device | Firecycle Systems & Accessories
419-420 | - | Mineral Insulated (MI) Cable | 1973-06-01 | .pdf | Device | Firecycle Systems & Accessories | 1063
419-420 | - | Firecycle Detector Cable | 1980-06-01 | .pdf | Device | Firecycle Systems & Accessories | 04632-A
419a | 111695 | Firecycle II & III Detector Cable | 1997-08-01 | .pdf | Device | Firecycle Systems & Accessories
419a-b | 111695 | Firecycle II & III Detector Cable | 2007-02-09 | .pdf | Device | Firecycle Systems & Accessories | 04632A
419b-c | 111795 | Firecycle Detector Wire | 1995-11-16 | .pdf | Device | Firecycle Systems & Accessories | 8295
419b-c | 111795 | Firecycle II Detector Wire | 1997-08-01 | .pdf | Device | Firecycle Systems & Accessories | 8295
419a-b | 111695 | Firecycle II & III Detector Cable | 2007-02-09 | .pdf | Device | Firecycle Systems & Accessories
419d-e | 051497 | Firecycle III Detector Cable | 1997-05-19 | .pdf | Device | Firecycle Systems & Accessories | 9954
419d-e | 051497 | Firecycle III Detector Cable | 1998-10-08 | .pdf | Device | Firecycle Systems & Accessories | 9954
419d-e | 051497 | Firecycle III Detector Cable | 1999-04-01 | .pdf | Device | Firecycle Systems & Accessories | 9954
419d-e | 051497 | Firecycle III Detector Cable | 2002-08-01 | .pdf | Device | Firecycle Systems & Accessories
419d-e | 051497 | Firecycle III Detector Cable | 2004-02-02 | .pdf | Device | Firecycle Systems & Accessories
419d-f | 051497 | Firecycle III Detector PLFA-FPL Cable | 2004-06-10 | .pdf | Device | Firecycle Systems & Accessories
419d-f | 051497 | Firecycle III Detector PLFA-FPL Cable | 2007-04-20 | .pdf | Device | Firecycle Systems & Accessories
420a | 053195 | 1-1/2” Firecycle II Trim Chart | 1997-08-01 | .pdf | Trim | Firecycle Systems & Accessories
420a | 053195 | 1-1/2” Firecycle II Trim Chart | 1995-06-07 | .pdf | Trim | Firecycle Systems & Accessories
421-424 | 1072 | 2”, 3", 4" & 6" Firecycle Trim Chart | 1972-04-01 | .pdf | Trim | Firecycle Systems & Accessories
421-424 | 1072 | 2”, 3", 4" & 6" Firecycle Trim Chart | 1974-11-01 | .pdf | Trim | Firecycle Systems & Accessories
421-424 | 1110 | 2”, 3", 4" & 6" Firecycle Trim Chart | 1978-09-01 | .pdf | Trim | Firecycle Systems & Accessories
421-424 | 1110 | 2”, 3", 4" & 6" Firecycle Trim Chart | 1981-06-01 | .pdf | Trim | Firecycle Systems & Accessories
421-424 | 1167 | 2”, 3", 4" & 6" Firecycle Trim Chart | 1985-01-01 | .pdf | Trim | Firecycle Systems & Accessories
421-423 | 05986F | 2”, 3", & 6" Firecycle Trim Chart | 1985-07-01 | .pdf | Trim | Firecycle Systems & Accessories
424 | 05988-F | 6" Firecycle Trim Chart | 1988-10-01 | .pdf | Trim | Firecycle Systems & Accessories
421-424 | 05986F | 2”, 3", 4" & 6" Firecycle Trim Chart | 1989-12-01 | .pdf | Trim | Firecycle Systems & Accessories
421-424 | 05986F | 2”, 3", 4" & 6" Firecycle Trim Chart | 1997-08-01 | .pdf | Trim | Firecycle Systems & Accessories
425-426 | - | Model A Firecycle Detector | 1967-06-01 | .pdf | Device | Firecycle Systems & Accessories
425a-d | 100496 | Firecycle III Single Interlocked Preaction | 1997-08-01 | .pdf | System | Firecycle Systems & Accessories
425a-d | 100496 | Firecycle III Single Interlocked Preaction | 2000-04-01 | .pdf | System | Firecycle Systems & Accessories
425a-d | 100496 | Firecycle III Single Interlocked Preaction | 2004-03-15 | .pdf | System | Firecycle Systems & Accessories
426a-d | 100596 | Firecycle III Double Interlocked Preaction | 1997-08-01 | .pdf | System | Firecycle Systems & Accessories
426a-d | 100596 | Firecycle III Double Interlocked Preaction | 2000-04-01 | .pdf | System | Firecycle Systems & Accessories
426a-d | 100596 | Firecycle III Double Interlocked Preaction | 2004-03-15 | .pdf | System | Firecycle Systems & Accessories
427a-d | 081596 | Firecycle III Cycling Deluge System | 1997-08-01 | .pdf | System | Firecycle Systems & Accessories
427a-d | 081596 | Firecycle III Cycling Deluge System | 2004-03-15 | .pdf | System | Firecycle Systems & Accessories
427a-d | 081596 | Firecycle III Cycling Deluge System | 2007-01-12 | .pdf | System | Firecycle Systems & Accessories
428a-d | 100696 | Firecycle III Cycling Wet Pipe System | 1997-08-01 | .pdf | System | Firecycle Systems & Accessories
428a-d | 100696 | Firecycle III Cycling Wet Pipe System | 1998-09-01 | .pdf | System | Firecycle Systems & Accessories
428a-d | 100696 | Firecycle III Cycling Wet Pipe System | 2004-03-15 | .pdf | System | Firecycle Systems & Accessories
429-430 | - | Model B-1 Firecycle Control Panel | 1968 | .pdf | Device | Firecycle Systems & Accessories
429a-d | 040902 | Model C Firecycle OH Detector | 2002-04-22 | .pdf | Device | Firecycle Systems & Accessories | 11723, 11724, 11725, 11726, 11727, 11728, 11729, 11730
429a-d | 040902 | Model C Firecycle OH Detector | 2002-07-23 | .pdf | Device | Firecycle Systems & Accessories | 11723, 11724, 11725, 11726, 11727, 11728, 11729, 11730
429a-d | 040902 | Model C Firecycle OH Detector | 2002-08-28 | .pdf | Device | Firecycle Systems & Accessories | 11723, 11724, 11725, 11726, 11727, 11728, 11729, 11730
429a-d | 040902 | Model C Firecycle OH Detector | 2003-03-01 | .pdf | Device | Firecycle Systems & Accessories
429a-d | 040902 | Model C Firecycle OH Detector | 2003-05-01 | .pdf | Device | Firecycle Systems & Accessories
429a-d | 040902 | Model C Firecycle OH Detector | 2004-01-01 | .pdf | Device | Firecycle Systems & Accessories
429a-d | 040902 | Model C Firecycle OH Detector | 2006-09-01 | .pdf | Device | Firecycle Systems & Accessories
429a-d | 040902 | Model C Firecycle OH Detector | 2007-01-12 | .pdf | Device | Firecycle Systems & Accessories
430a-d | 042902 | Firecycle III-OH Cycling Wet Pipe System | 2002-05-01 | .pdf | System | Firecycle Systems & Accessories
430a-d | 042902 | Firecycle III-OH Cycling Wet Pipe System | 2006-04-20 | .pdf | System | Firecycle Systems & Accessories
431a-e | 043002 | Firecycle III OH Single-Interlocked Preaction | 2002-05-01 | .pdf | System | Firecycle Systems & Accessories
431a-e | 043002 | Firecycle III OH Single-Interlocked Preaction | 2006-04-20 | .pdf | System | Firecycle Systems & Accessories
432a-e | 050102 | Firecycle III OH Double-Interlocked Preaction | 2002-05-01 | .pdf | System | Firecycle Systems & Accessories | 09707, 09708, 09709, 09710, 09711,
432a-e | 050102 | Firecycle III OH Double-Interlocked Preaction | 2002-07-23 | .pdf | System | Firecycle Systems & Accessories | 09707, 09708, 09709, 09710, 09711,
432a-e | 050102 | Firecycle III OH Double-Interlocked Preaction | 2006-04-20 | .pdf | System | Firecycle Systems & Accessories
433a-b | 112696 | Firecycle III Control Panel | 1997-09-29 | .pdf | Device | Firecycle Systems & Accessories | 08296, 09817, 09818
433a-g | 112696 | Firecycle III Control Panel | 1997-08-01 | .pdf | Device | Firecycle Systems & Accessories
433a-g | 112696 | Model E-1 Firecycle III Control Panel | 1999-05-13 | .pdf | Device | Firecycle Systems & Accessories | 10751, 10752, 10753, 10754, 10755, 10756
433a-g | 112696 | Model E-1 Firecycle III Control Panel | 1999-11-04 | .pdf | Device | Firecycle Systems & Accessories | 10751, 10752, 10753, 10754, 10755, 10756
433a-g | 112696 | Model E-1 Firecycle III Control Panel | 2000-09-01 | .pdf | Device | Firecycle Systems & Accessories
433a-g | 112696 | Model E-1 Firecycle III Control Panel | 2004-06-04 | .pdf | Device | Firecycle Systems & Accessories
433a-g | 112696 | Model E-1 Firecycle III Control Panel | 2006-07-14 | .pdf | Device | Firecycle Systems & Accessories
433a-g | 112696 | Model E-1 Firecycle III Control Panel | 2007-01-12 | .pdf | Device | Firecycle Systems & Accessories
437-438 | - | Firecycle Zone Panel | 1972-12-01 | .pdf | Device | Firecycle Systems & Accessories
441a-b | 032297 | 1-1/2” Firecycle III Preaction Trim | 1997-06-06 | .pdf | Trim | Firecycle Systems & Accessories | 9819
441a-b | 032297 | 1-1/2” Firecycle III Preaction Trim | 1998-07-06 | .pdf | Trim | Firecycle Systems & Accessories | 9819
441a-c | 032297 | 1-1/2” Firecycle III Preaction Trim | 2007-01-11 | .pdf | Trim | Firecycle Systems & Accessories
441e-f | 040406 | 1-1/2” and 2" Firecycle III Preaction Trim | 2006-04-13 | .pdf | Trim | Firecycle Systems & Accessories
442a-b | 032097 | 1-1/2” Firecycle III Deluge Trim | 1997-06-06 | .pdf | Trim | Firecycle Systems & Accessories | 9824
442a-b | 032097 | 1-1/2” Firecycle III Deluge Trim | 2006-04-22 | .pdf | Trim | Firecycle Systems & Accessories
442e-f | 040606 | 1-1/2” an d 2" Firecycle III Deluge Trim | 2006-04-22 | .pdf | Trim | Firecycle Systems & Accessories
443a-b | 032197 | 1-1/2” Firecycle III Wet Trim | 1997-06-06 | .pdf | Trim | Firecycle Systems & Accessories | 9829
443a-b | 032197 | 1-1/2” Firecycle III Wet Trim | 2002-04-22 | .pdf | Trim | Firecycle Systems & Accessories
443e-g | 040806 | 1-1/2” and 2" Firecycle Multi-Cycle Wet Trim, Straight Through | 2007-02-09 | .pdf | Trim | Firecycle Systems & Accessories
444a-b | 032597 | 2” Firecycle III Preaction Trim | 1997-06-06 | .pdf | Trim | Firecycle Systems & Accessories | 9820
444a-b | 032597 | 2” Firecycle III Preaction Trim | 1998-07-06 | .pdf | Trim | Firecycle Systems & Accessories | 9820
444a-c | 032597 | 2” Firecycle Multi-Cycle Preaction Trim, Angle Style | 2007-02-09 | .pdf | Trim | Firecycle Systems & Accessories
444e-f | 040506 | 2-1/2” and 3" Firecycle III Preaction Trim | 2006-04-13 | .pdf | Trim | Firecycle Systems & Accessories
445a-b | 032397 | 2” Firecycle III Deluge Trim | 1997-06-06 | .pdf | Trim | Firecycle Systems & Accessories | 9825
445a-c | 032397 | 2” Firecycle Multi-Cycle Deluge Trim, Angle Style | 2007-02-09 | .pdf | Trim | Firecycle Systems & Accessories
445e-f | 040706 | 2-1/2" and 3” Firecycle III Deluge Trim | 2006-04-13 | .pdf | Trim | Firecycle Systems & Accessories
446a-b | 032497 | 2” Firecycle III Wet Trim | 1997-06-06 | .pdf | Trim | Firecycle Systems & Accessories | 9830
446a-c | 032497 | 2” Firecycle Multi-Cycle Wet Trim, Angle Style | 2007-02-09 | .pdf | Trim | Firecycle Systems & Accessories
446e-g | 040906 | 2-1/2” and 3" Firecycle Wet Trim, Straight Through | 2007-02-09 | .pdf | Trim | Firecycle Systems & Accessories
447a-b | 032897 | 3”, 4” & 6” Firecycle III Preaction Trim | 1997-06-06 | .pdf | Trim | Firecycle Systems & Accessories | 09821, 09822, 09823
447a-b | 032897 | 3”, 4” & 6” Firecycle III Preaction Trim | 1998-07-06 | .pdf | Trim | Firecycle Systems & Accessories | 09821, 09822, 09823
447a-b | 032897 | 3”, 4” & 6” Firecycle III Preaction Trim | 2000-06-01 | .pdf | Trim | Firecycle Systems & Accessories
447a-b | 032897 | 3”, 4” & 6” Firecycle III Preaction Trim | 2002-08-21 | .pdf | Trim | Firecycle Systems & Accessories
447e-g | 031703 | 4”, 6” & 8” Firecycle III Preaction Trim Straight | 2003-08-13 | .pdf | Trim | Firecycle Systems & Accessories
447e-g | 031703 | 4”, 6” & 8” Firecycle III Preaction Trim | 2006-07-27 | .pdf | Trim | Firecycle Systems & Accessories
448a-b | 032697 | 3”, 4” & 6” Firecycle III DelugeTrim | 1997-06-01 | .pdf | Trim | Firecycle Systems & Accessories | 09826, 09827, 09828
448a-b | 032697 | 3”, 4” & 6” Firecycle III DelugeTrim | 2002-04-22 | .pdf | Trim | Firecycle Systems & Accessories
448e-g | 031803 | 4”, 6” & 8" Firecycle III DelugeTrim | 2003-08-13 | .pdf | Trim | Firecycle Systems & Accessories
449a-b | 032797 | 3”, 4” & 6” Firecycle III Wet Trim | 1997-06-06 | .pdf | Trim | Firecycle Systems & Accessories | 09831, 09832, 09833
449a-b | 032797 | 3”, 4” & 6” Firecycle III Wet Trim | 2002-04-22 | .pdf | Trim | Firecycle Systems & Accessories
449e-g | 031903 | 4”, 6” & 8” Firecycle III Wet Trim | 2003-08-01 | .pdf | Trim | Firecycle Systems & Accessories
449e-g | 031903 | 4”, 6” & 8” Firecycle III Wet Trim, Straight Through | 2007-02-09 | .pdf | Trim | Firecycle Systems & Accessories
451-460 | 111489 | Firecycle II System Design Data | 1989-11-14 | .pdf | System | Firecycle Systems & Accessories
451-460 | - | Firecycle II System Design Data | 1980-12-01 | .pdf | System | Firecycle Systems & Accessories
451-467 | - | Firecycle Installation Data | 1972-04-01 | .pdf | System | Firecycle Systems & Accessories
VEN 65 - 77 | - | VEN Firecycle Sprinkler System | 1977-11-01 | .pdf | System | Firecycle Systems & Accessories

## Flow Control & Pressure Reg
|  | OBSOLETE TECHNICAL DATA VALVES, SYSTEMS, AND DEVICES | The Viking Corporation 210 N. Industrial Park Drive Hastings, Michigan 49058 U.S.A. |  |  | Technical Services Toll-Free: 877-384-5464 Fax: 269-818-1680 Web Site: http://www.vikinggroupinc.com
Page Number | Form Number | Title | Issue Date | Link | Category | Section | Part Numbers
FLOW CONTROL & PRESSURE REG
501 | - | Model G-1 Flow Control Valve | 1972-04-01 | .pdf | Valve | Flow Control & Pressure Reg
507 | - | Model B-1 Position Indicator | 1972-04-01 | .pdf | Device | Flow Control & Pressure Reg
507 | - | Model B-1 Pressure Regulator Valve | 1983-10-01 | .pdf | Device | Flow Control & Pressure Reg | 05504-A
508 | - | Model A-1 Pressure Regulator | 1972-04-01 | .pdf | Device | Flow Control & Pressure Reg
267a-b | 091211 | 3"-8" (DN80-DN200) Vertical Solenoid Operated Flow Control Valve | 2011-09-15 | .pdf | Valve | Flow Control & Pressure Reg | 17354, 17355, 17356, 17357, 17350, 17351, 17352, 17353
268a-b | 091311 | 3"-8" (DN80-DN200) Horizontal Solenoid Operated Flow Control Valve | 2011-09-15 | .pdf | Valve | Flow Control & Pressure Reg | 17363, 17364, 17365, 17366, 17359, 17360, 17361, 17362
500a-d | 050495 | Model H-1 1-1/2” Flow Control Valve | 1996-02-15 | .pdf | Valve | Flow Control & Pressure Reg | 9318
500a-d | 050495 | Model H-1 1-1/2” Flow Control Valve | 1995-12-01 | .pdf | Valve | Flow Control & Pressure Reg
500a-f | 050495 | Model H-1 1-1/2” Flow Control Valve | 1996-08-02 | .pdf | Valve | Flow Control & Pressure Reg | 9318
500a-f | 031897 | Model H-3 1-1/2” Flow Control Valve | 1998-02-01 | .pdf | Valve | Flow Control & Pressure Reg
500a-f | 031897 | Model H-3 1-1/2” Flow Control Valve | 1998-03-24 | .pdf | Valve | Flow Control & Pressure Reg | 9894
500a-f | 031897 | Model H-3 1-1/2” Flow Control Valve | 1998-08-20 | .pdf | Valve | Flow Control & Pressure Reg | 9894
500a-f | 031897 | Model H-3 1-1/2” Flow Control Valve | 2002-10-22 | .pdf | Valve | Flow Control & Pressure Reg
500a-f | 031897 | Model H-3 1-1/2” Flow Control Valve | 2006-02-28 | .pdf | Valve | Flow Control & Pressure Reg
500a-f | 031897 | Model H-3 1-1/2” Flow Control Valve | 2006-10-05 | .pdf | Valve | Flow Control & Pressure Reg
500a-h | 031897 | Model H-3 1-1/2” Flow Control Valve | 2007-11-30 | .pdf | Valve | Flow Control & Pressure Reg
501-502 | - | Models G-1 & G-2 Flow Control Valves | 1974-08-01 | .pdf | Valve | Flow Control & Pressure Reg | 01926, 01928, 01930, 01932
501-502 | - | Model G-2 Flow Control Valve | 1979-08-01 | .pdf | Valve | Flow Control & Pressure Reg | 04342C, 02499C, 02384C, 02316C
501-502 | - | Model G-2 Flow Control Valve | 1982-09-01 | .pdf | Valve | Flow Control & Pressure Reg | 04342C, 02499C, 02384C, 02316C
501-504 | 06402F | Model H-1 Flow Control Valve | 1984-04-01 | .pdf | Valve | Flow Control & Pressure Reg | 05856C, 05914C, 05837C, 05911C, 05841C, 05908C, 05458C
501-504 | 082289 | Model H-1 Flow Control Valve | 1989-08-22 | .pdf | Valve | Flow Control & Pressure Reg
501a-f | 072296 | 2” Model H-1 Flow Control Valve | 1996-08-02 | .pdf | Valve | Flow Control & Pressure Reg | 05856C
501a-f | 072296 | 2” Model H-1 Flow Control Valve | 1998-02-01 | .pdf | Valve | Flow Control & Pressure Reg
501a-f | 072296 | 2” Model H-1 Flow Control Valve | 1998-03-24 | .pdf | Valve | Flow Control & Pressure Reg | 05856C
501a-f | 072296 | 2” Model H-1 Flow Control Valve | 1998-08-20 | .pdf | Valve | Flow Control & Pressure Reg | 05856C
501a-f | 072296 | 2” Model H-1 Flow Control Valve | 2002-10-01 | .pdf | Valve | Flow Control & Pressure Reg
501a-f | 072296 | 2” Model H-1 Flow Control Valve | 2006-02-01 | .pdf | Valve | Flow Control & Pressure Reg
501a-f | 072296 | 2” Model H-1 Flow Control Valve | 2006-08-01 | .pdf | Valve | Flow Control & Pressure Reg
501a-h | 072296 | 2” Model H-1 Flow Control Valve | 2007-11-30 | .pdf | Valve | Flow Control & Pressure Reg
502a-g | 082289 | 3”, 4”, & 6” Model H-1 Flow Control Valve | 1996-08-02 | .pdf | Valve | Flow Control & Pressure Reg | 05837C, 05914C, 05841C, 05911C, 05458C, 05908C
502a-g | 082289 | 3”, 4”, & 6” Model H-1 Flow Control Valve | 1998-03-24 | .pdf | Valve | Flow Control & Pressure Reg | 05837C, 05914C, 05841C, 05911C, 05458C, 05908C
502a-g | 082289 | 3”, 4”, & 6” Model H-1 Flow Control Valve | 1998-08-20 | .pdf | Valve | Flow Control & Pressure Reg | 05837C, 05914C, 05841C, 05911C, 05458C, 05908C
502a-g | 082289 | 3”, 4”, & 6” Model H-1 Flow Control Valve | 1998-02-01 | .pdf | Valve | Flow Control & Pressure Reg
502a-g | 082289 | 3”, 4”, & 6” Model H-1 Flow Control Valve | 2002-10-22 | .pdf | Valve | Flow Control & Pressure Reg | 05837C, 05914C, 05841C, 05911C, 05458C, 05908C
502a-g | 082289 | 3”, 4”, & 6” Model H-1 Flow Control Valve | 2003-08-01 | .pdf | Valve | Flow Control & Pressure Reg
502a-g | 082289 | 3”, 4”, & 6” Model H-1 Flow Control Valve | 2006-02-01 | .pdf | Valve | Flow Control & Pressure Reg
502a-g | 082289 | 3”, 4”, & 6” Model H-1 Flow Control Valve | 2006-08-01 | .pdf | Valve | Flow Control & Pressure Reg
502a-i | 082289 | 3”, 4”, & 6” Model H-1 Flow Control Valve | 2007-11-30 | .pdf | Valve | Flow Control & Pressure Reg
503-506 | - | 2”, 3", 4" & 6" Model G-1 Flow Control Trim Chart | 1972-04-01 | .pdf | Trim | Flow Control & Pressure Reg
503-506 | - | 2”, 3", 4" & 6" Model G-1 Flow Control Trim Chart | 1974-11-01 | .pdf | Trim | Flow Control & Pressure Reg
503-506 | - | 2”, 3", 4" & 6" Model G-1 Flow Control Trim Chart | 1976-09-01 | .pdf | Trim | Flow Control & Pressure Reg
503-506 | - | 2”, 3", 4" & 6" Model G-1 Flow Control Trim Chart | 1978-06-01 | .pdf | Trim | Flow Control & Pressure Reg
503-506 | - | 2”, 3", 4" & 6" Model G-1 Flow Control Trim Chart | 1981-06-01 | .pdf | Trim | Flow Control & Pressure Reg
503a-f | 052500 | 8” Model J-1 Flow Control Valve | 2000-09-11 | .pdf | Valve | Flow Control & Pressure Reg | 11019
503a-f | 052500 | 8” Model J-1 Flow Control Valve | 2002-10-22 | .pdf | Valve | Flow Control & Pressure Reg | 11019
503a-j | 040604 | 1-1/2" H-4 Halar Coated Flow Control Valve | 2007-01-11 | .pdf | Valve | Flow Control & Pressure Reg
503a-j | 040604 | 1-1/2" H-4 Halar Coated Flow Control Valve | 2004-04-13 | .pdf | Valve | Flow Control & Pressure Reg
503a-j | 040604 | 1-1/2" H-4 Halar Coated Flow Control Valve | 2006-04-06 | .pdf | Valve | Flow Control & Pressure Reg
503a-j | 040604 | 1-1/2" H-4 Halar Coated Flow Control Valve | 2007-01-11 | .pdf | Valve | Flow Control & Pressure Reg
503a-j | 040604 | 1-1/2" H-4 Halar Coated Flow Control Valve | 2007-11-30 | .pdf | Valve | Flow Control & Pressure Reg
504a-g | 051700 | 2” - 6” Model H-2 Halar Coated Flow Control Valve | 2003-08-19 | .pdf | Valve | Flow Control & Pressure Reg
504a-g | 051700 | 2” - 6” Model H-2 Halar Coated Flow Control Valve | 2006-04-01 | .pdf | Valve | Flow Control & Pressure Reg
504a-g | 051700 | 2” - 6” Model H-2 Halar Coated Flow Control Valve | 2007-02-01 | .pdf | Valve | Flow Control & Pressure Reg
504a-i | 051700 | 2” - 6” Model H-2 Halar Coated Flow Control Valve | 2000-08-02 | .pdf | Valve | Flow Control & Pressure Reg | 08365Q/B, 08366Q/B, 110207, 08367Q/B, 11208, 08368Q/B, 11209, 08873Q/B, 08874Q/B, 08875Q/B
504a-i | 051700 | 2” - 6” Model H-2 Halar Coated Flow Control Valve | 2002-10-22 | .pdf | Valve | Flow Control & Pressure Reg | 08365Q/B, 08366Q/B, 110207, 08367Q/B, 11208, 08368Q/B, 11209, 08873Q/B, 08874Q/B, 08875Q/B
504a-g | 051700 | 2” - 6” Model H-2 Halar Coated Flow Control Valve | 2007-02-01 | .pdf | Valve | Flow Control & Pressure Reg
504a-k | 051700 | 2” - 6” Model H-2 Halar Coated Flow Control Valve | 2007-11-30 | .pdf | Valve | Flow Control & Pressure Reg
504a-k | 051700 | 2” - 6” Model H-2 Halar Coated Flow Control Valve | 2010-07-30 | .pdf | Valve | Flow Control & Pressure Reg
505-506 | - | 2” & 3" Flow Control Valve Model H-1 Trim Chart | 1992-09-01 | .pdf | Trim | Flow Control & Pressure Reg | 05967A, 08174, 05969A, 08175
505-508 | - | 2”, 3", 4" & 6" Flow Control Valve Model H-1 Trim Chart | 1985-05-01 | .pdf | Trim | Flow Control & Pressure Reg
505a-f | 040304 | 1-1/2" & 2" Model J-1 Flow Control Valve | 2004-04-03 | .pdf | Valve | Flow Control & Pressure Reg
505a-f | 040304 | 1-1/2" & 2" Model J-1 Flow Control Valve | 2006-04-06 | .pdf | Valve | Flow Control & Pressure Reg
505a-f | 040304 | 1-1/2" & 2" Model J-1 Flow Control Valve | 2006-08-24 | .pdf | Valve | Flow Control & Pressure Reg
505a-h | 040304 | 1-1/2" & 2" Model J-1 Flow Control Valve | 2008-11-30 | .pdf | Valve | Flow Control & Pressure Reg
505a-f | 052600 | 8” Model J-2 Halar Coated Flow Control Valve | 2000-09-12 | .pdf | Valve | Flow Control & Pressure Reg | 11119Q/B
505a-f | 052600 | 8” Model J-2 Halar Coated Flow Control Valve | 2002-10-22 | .pdf | Valve | Flow Control & Pressure Reg | 11119Q/B
505a-h | 040304 | 1-1/2" & 2” Model J-1 Flow Control Valve | 2007-11-30 | .pdf | Valve | Flow Control & Pressure Reg | 12129, 12130, 12684, 12061, 12063, 12688
505a-i | 040304 | 1-1/2" & 2” Model J-1 Flow Control Valve | 2009-02-27 | .pdf | Valve | Flow Control & Pressure Reg | 12129, 12130, 12684, 12061, 12063, 12688
506a-f | 040402 | 4” & 6” Model J-1 Flow Control Valve | 2002-05-01 | .pdf | Valve | Flow Control & Pressure Reg | 11516, 11527
506a-f | 040402 | 4” & 6” Model J-1 Flow Control Valve | 2002-10-22 | .pdf | Valve | Flow Control & Pressure Reg | 11516, 11527
506a-f | 040402 | 3", 4”, 6" & 8” Model J-1 Flow Control Valve | 2004-04-01 | .pdf | Valve | Flow Control & Pressure Reg
506a-g | 040402 | 4”, 6” & 8" Model J-1 Flow Control Valve | 2003-08-01 | .pdf | Valve | Flow Control & Pressure Reg
506a-g | 040402 | 4”, 6” & 8" Model J-1 Flow Control Valve | 2005-06-01 | .pdf | Valve | Flow Control & Pressure Reg
506a-g | 040402 | 4”, 6” & 8" Model J-1 Flow Control Valve | 2006-04-06 | .pdf | Valve | Flow Control & Pressure Reg
506a-j | 040402 | 4”, 6” & 8" Model J-1 Flow Control Valve | 2006-08-24 | .pdf | Valve | Flow Control & Pressure Reg
506a-j | 040402 | 4”, 6” & 8" Model J-1 Flow Control Valve | 2007-03-01 | .pdf | Valve | Flow Control & Pressure Reg
506a-j | 040402 | 4”, 6” & 8" Model J-1 Flow Control Valve | 2007-11-30 | .pdf | Valve | Flow Control & Pressure Reg
506a-j | 040402 | 4”, 6” & 8" Model J-1 Flow Control Valve | 2009-02-27 | .pdf | Valve | Flow Control & Pressure Reg
506a-j | 040402 | 4”, 6” & 8" Model J-1 Flow Control Valve | 2009-12-04 | .pdf | Valve | Flow Control & Pressure Reg | 11019, 11516, 11527, 11912, 11967, 11968, 11969, 11970, 11971, 11973, 11974, 11975, 11981, 11993, 11997, 12001, 12016, 12020, 12024, 12028, 12031, 12405, 12407, 12642, 12731
507-508 | - | Model B-1 Pressure Regulator Valve | 1974-10-01 | .pdf | Device | Flow Control & Pressure Reg | 2658
507-508 | - | 4” & 6" Model H-1 Flow Control Trim Charts | 1984-01-01 | .pdf | Trim | Flow Control & Pressure Reg
507a-f | 040502 | 4” & 6” Model J-2 Halar Coated Flow Control Valve | 2002-05-01 | .pdf | Valve | Flow Control & Pressure Reg | 11517Q/B, 11528Q/B
507a-f | 040502 | 4” & 6” Model J-2 Halar Coated Flow Control Valve | 2002-10-22 | .pdf | Valve | Flow Control & Pressure Reg | 11517Q/B, 11528Q/B
507a-f | 040502 | 4”, 6” & 8" Model J-2 Halar Coated Flow Control Valve | 2003-08-01 | .pdf | Valve | Flow Control & Pressure Reg
507a-h | 040404 | 1-1/2" & 2” Model J-2 Halar Coated Flow Control Valve | 2004-04-03 | .pdf | Valve | Flow Control & Pressure Reg
507a-h | 040404 | 1-1/2" & 2” Model J-2 Halar Coated Flow Control Valve | 2006-04-06 | .pdf | Valve | Flow Control & Pressure Reg
507a-h | 040404 | 1-1/2" & 2” Model J-2 Halar Coated Flow Control Valve | 2006-08-24 | .pdf | Valve | Flow Control & Pressure Reg
507a-f | 040404 | 1-1/2" & 2” Model J-2 Halar Coated Flow Control Valve | 2007-11-30 | .pdf | Valve | Flow Control & Pressure Reg
507a-h | 040404 | 1-1/2" & 2” Model J-2 Halar Coated Flow Control Valve | 2009-02-27 | .pdf | Valve | Flow Control & Pressure Reg
508a-f | 040502 | 3", 4”, 6" & 8” Model J-2 Halar Coated Flow Control Valve | 2004-04-01 | .pdf | Valve | Flow Control & Pressure Reg
508a-f | 040502 | 3", 4”, 6" & 8” Model J-2 Halar Coated Flow Control Valve | 2006-04-06 | .pdf | Valve | Flow Control & Pressure Reg
508a-f | 040502 | 3", 4”, 6" & 8” Model J-2 Halar Coated Flow Control Valve | 2007-02-09 | .pdf | Valve | Flow Control & Pressure Reg
508a-k | 040502 | 3", 4”, 6" & 8” Model J-2 Halar Coated Flow Control Valve | 2007-11-30 | .pdf | Valve | Flow Control & Pressure Reg
508a-k | 040502 | 3", 4”, 6" & 8” Model J-2 Halar Coated Flow Control Valve | 2009-02-27 | .pdf | Valve | Flow Control & Pressure Reg
509-510 | - | System I-101 - Hydraulic | 1972-04-01 | .pdf | System | Flow Control & Pressure Reg
510a-c | 101494 | 1-1/2” Model H Flow Control Valve Conventional Trim Chart | 1995-03-15 | .pdf | Trim | Flow Control & Pressure Reg | 09293, 09294, 09295
510a-c | 101494 | 1-1/2” Model H Flow Control Valve Conventional Trim Chart | 1996-08-02 | .pdf | Trim | Flow Control & Pressure Reg | 09293, 09294, 09295
510a-c | 101494 | 1-1/2” Model H Flow Control Valve Conventional Trim Chart | 1998-02-20 | .pdf | Trim | Flow Control & Pressure Reg | 10260, 10265, 10275
510a-c | 101494 | 1-1/2” Model H Flow Control Valve Conventional Trim Chart | 2002-10-22 | .pdf | Trim | Flow Control & Pressure Reg
510a-c | 101494 | 1-1/2” Model H Flow Control Valve Conventional Trim Chart | 2008-08-01 | .pdf | Trim | Flow Control & Pressure Reg
511a-c | 101594 | 2” Model H Flow Control Valve Conventional Trim Chart | 1995-03-15 | .pdf | Trim | Flow Control & Pressure Reg | 09296, 09297, 09033
511a-c | 101594 | 2” Model H Flow Control Valve Conventional Trim Chart | 1996-08-02 | .pdf | Trim | Flow Control & Pressure Reg | 09296, 09297, 09033
511a-c | 101594 | 2” Model H Flow Control Valve Conventional Trim Chart | 1998-02-20 | .pdf | Trim | Flow Control & Pressure Reg | 10261, 10266, 10276
511a-c | 101594 | 2” Model H Flow Control Valve Conventional Trim Chart | 2002-10-22 | .pdf | Trim | Flow Control & Pressure Reg
511a-c | 101594 | 2” Model H Flow Control Valve Conventional Trim Chart | 2008-08-01 | .pdf | Trim | Flow Control & Pressure Reg
512a-c | 101694 | 3”, 4” & 6” Model H Flow Control Valve Conventional Trim Chart | 1995-03-15 | .pdf | Trim | Flow Control & Pressure Reg | 09299, 09302, 09305, 09300, 09303, 09306, 09034, 09035, 09036
512a-c | 101694 | 3”, 4” & 6” Model H Flow Control Valve Conventional Trim Chart | 1996-08-02 | .pdf | Trim | Flow Control & Pressure Reg | 09299, 09302, 09305, 09300, 09303, 09306, 09034, 09035, 09036
512a-c | 101694 | 3”, 4” & 6” Model H Flow Control Valve Conventional Trim Chart | 1998-02-20 | .pdf | Trim | Flow Control & Pressure Reg | 10262, 10263, 10264, 10267, 10268, 10269, 10277, 10278, 10279
512a-c | 101694 | 3”, 4” & 6” Model H Flow Control Valve Conventional Trim Chart | 2002-10-22 | .pdf | Trim | Flow Control & Pressure Reg
512a-c | 101694 | 3”, 4” & 6” Model H Flow Control Valve Conventional Trim Chart | 2008-08-01 | .pdf | Trim | Flow Control & Pressure Reg
513-514 | - | System I-201 - Hydraulic | 1972-04-01 | .pdf | System | Flow Control & Pressure Reg
513a-c | 060400 | 8” Model J-1 Flow Control Valve Vertical Conventional Trim | 2000-09-11 | .pdf | Trim | Flow Control & Pressure Reg | 11081, 11163
513a-c | 040704 | Model J 1-1/2" and 2" (38 and 50 mm) Flow Control Valve Vertical Conventional Trim | 2004-04-28 | .pdf | Trim | Flow Control & Pressure Reg
513e-g | 060500 | 8” Model J-1 Flow Control Valve Horizontal Conventional Trim | 2000-09-11 | .pdf | Trim | Flow Control & Pressure Reg | 11079, 11162
513e-g | 060500 | 8” Model J-1 Flow Control Valve Horizontal Conventional Trim | 2002-11-01 | .pdf | Trim | Flow Control & Pressure Reg
513e-g | 041004 | 1-1/2” and 2" Model J-1 Flow Control Valve Horizontal Conventional Trim | 2004-04-28 | .pdf | Trim | Flow Control & Pressure Reg
514a-c | 040804 | 3" Model J-1 Flow Control Valve Vertical Conventional Trim | 2004-04-01 | .pdf | Trim | Flow Control & Pressure Reg
514a-c | 073002 | 4” Model J-1 Flow Control Valve Vertical Conventional Trim | 2002-08-01 | .pdf | Trim | Flow Control & Pressure Reg
514a-c | 040804 | 2-1/2" and 3” Model J-1 Flow Control Valve Vertical Conventional Trim | 2005-06-13 | .pdf | Trim | Flow Control & Pressure Reg
514e-g | 073102 | 4” Model J-1 Flow Control Valve Horizontal Conventional Trim | 2002-08-01 | .pdf | Trim | Flow Control & Pressure Reg
514e-g | 040904 | 3" Model J-1 Flow Control Valve Horizontal Conventional Trim | 2004-04-01 | .pdf | Trim | Flow Control & Pressure Reg
514e-g | 040904 | 2-1/2" and 3" Model J-1 Flow Control Valve Horizontal Conventional Trim | 2005-06-13 | .pdf | Trim | Flow Control & Pressure Reg
515-516 | - | System I-202 - Pneumatic | 1972-04-01 | .pdf | System | Flow Control & Pressure Reg
515a-c | 080102 | 6” Model J-1 Flow Control Valve Vertical Conventional Trim | 2002-08-01 | .pdf | Trim | Flow Control & Pressure Reg
515a-c | 073002 | 4” Model J-1 Flow Control Valve Vertical Conventional Trim | 2004-04-28 | .pdf | Trim | Flow Control & Pressure Reg
515e-g | 080202 | 6” Model J-1 Flow Control Valve Horizontal Conventional Trim | 2002-08-01 | .pdf | Trim | Flow Control & Pressure Reg
515e-g | 073102 | 4” Model J-1 Flow Control Valve Horizontal Conventional Trim | 2004-04-28 | .pdf | Trim | Flow Control & Pressure Reg
516a-c | 080102 | 6” Model J-1 Flow Control Valve Vertical Conventional Trim | 2004-04-28 | .pdf | Trim | Flow Control & Pressure Reg
516e-f | 080202 | 6” Model J-1 Flow Control Valve Horizontal Conventional Trim | 2006-04-06 | .pdf | Trim | Flow Control & Pressure Reg
517a-c | 060400 | 8” Model J-1 Flow Control Valve Vertical Conventional Trim | 2004-04-28 | .pdf | Trim | Flow Control & Pressure Reg
517a-c | 060400 | 8” Model J-1 Flow Control Valve Vertical Conventional Trim | 2008-08-01 | .pdf | Trim | Flow Control & Pressure Reg | 14708-1, 14708-2
517e-g | 060500 | 8” Model J-1 Flow Control Valve Horizontal Conventional Trim | 2004-04-28 | .pdf | Trim | Flow Control & Pressure Reg
517e-f | 060500 | 8” Model J-1 Flow Control Valve Horizontal Conventional Trim | 2008-08-01 | .pdf | Trim | Flow Control & Pressure Reg | 14707-1, 14702-2
518a-r | 112102 | TrimPac Flow Control with Electric Release | 2007-06-15 | .pdf | Trim | Flow Control & Pressure Reg
518a-r | 112102 | TrimPac Flow Control with Electric Release | 2008-08-15 | .pdf | Trim | Flow Control & Pressure Reg | 11840-1, 11840-2
518a-r | 112102 | TrimPac Flow Control with Electric Release | 2008-10-24 | .pdf | Trim | Flow Control & Pressure Reg | 11840-1, 11840-2
521a-c | 100894 | Pilot Pressure Regulated Deluge System Controlled by Electric Release | 1994-12-30 | .pdf | System | Flow Control & Pressure Reg
521a-c | 100894 | Pilot Pressure Regulated Deluge System Controlled by Electric Release | 1996-07-08 | .pdf | System | Flow Control & Pressure Reg
521a-c | 100894 | Pilot Pressure Regulated Deluge System Controlled by Electric Release | 1999-10-01 | .pdf | System | Flow Control & Pressure Reg
521a-e | 100894 | Pilot Pressure Regulated Deluge System Controlled by Electric Release | 2005-09-02 | .pdf | System | Flow Control & Pressure Reg
521a-h | 100894 | Pilot Pressure Regulated Deluge System Controlled by Electric Release | 2009-04-17 | .pdf | System | Flow Control & Pressure Reg
522a-c | 122194 | Pilot Pressure Regulated Deluge System Controlled by Pneumatic Release | 1994-12-30 | .pdf | System | Flow Control & Pressure Reg
522a-c | 122194 | Pilot Pressure Regulated Deluge System Controlled by Pneumatic Release | 1996-07-08 | .pdf | System | Flow Control & Pressure Reg
522a-c | 122194 | Pilot Pressure Regulated Deluge System Controlled by Pneumatic Release | 1999-10-01 | .pdf | System | Flow Control & Pressure Reg
522a-e | 122194 | Pilot Pressure Regulated Deluge System Controlled by Pneumatic Release | 2005-09-02 | .pdf | System | Flow Control & Pressure Reg
522a-e | 122194 | Pilot Pressure Regulated Deluge System Controlled by Pneumatic Release | 2009-04-17 | .pdf | System | Flow Control & Pressure Reg
531a-d | 110393 | Model C-1 Pilot Pressure Regulating Valve | 1994-11-30 | .pdf | Device | Flow Control & Pressure Reg | 9201
531a-d | 110393 | Model C-1 Pilot Pressure Regulating Valve | 1995-09-28 | .pdf | Device | Flow Control & Pressure Reg | 9201
531e-j | 100799 | Model C-2 Pilot Pressure Regulating Valve | 2000-08-28 | .pdf | Device | Flow Control & Pressure Reg | 10799
531e-j | 100799 | Model C-2 Pilot Pressure Regulating Valve | 2003-09-01 | .pdf | Device | Flow Control & Pressure Reg
531e-j | 100799 | Model C-2 Pilot Pressure Regulating Valve | 1999-10-01 | .pdf | Device | Flow Control & Pressure Reg
531e-j | 100799 | Model C-2 Pilot Pressure Regulating Valve | 2003-09-11 | .pdf | Device | Flow Control & Pressure Reg
531e-l | 100799 | Model C-2 Pilot Pressure Regulating Valve | 2005-09-02 | .pdf | Device | Flow Control & Pressure Reg
531e-m | 100799 | Model C-2 Pilot Pressure Regulating Valve | 2006-09-14 | .pdf | Device | Flow Control & Pressure Reg
532a-b | 100594 | C-1 Pilot Regulator Trim for Flow Control Valve | 1994-12-14 | .pdf | Trim | Flow Control & Pressure Reg | 09066, 09068, 09067
532a-d | 100594 | C-1 Pilot Regulator Trim for Flow Control Valve | 1996-07-08 | .pdf | Trim | Flow Control & Pressure Reg | 09066, 09068, 09067
532a-d | 100594 | C-1 Pilot Regulator Trim for Flow Control Valve | 1999-10-05 | .pdf | Trim | Flow Control & Pressure Reg
532a-d | 100599 | C-2 Pilot Regulator Trim | 2006-08-31 | .pdf | Trim | Flow Control & Pressure Reg
533a-d | 091794 | Model A-1 Speed Control Assembly | 1994-10-27 | .pdf | Device | Flow Control & Pressure Reg | 8780
533a-d | 091794 | Model A-1 Speed Control Assembly | 2000-03-28 | .pdf | Device | Flow Control & Pressure Reg | 8780
533a-d | 091794 | Model A-1 Speed Control Assembly | 2001-07-23 | .pdf | Device | Flow Control & Pressure Reg
533a-d | 091794 | Model A-1 Speed Control Assembly | 2006-08-01 | .pdf | Device | Flow Control & Pressure Reg
533a-d | 091794 | Model A-1 Speed Control Assembly | 2007-11-30 | .pdf | Device | Flow Control & Pressure Reg
534a-e | 100494 | 2” - 6” Model A-1 Pilot Operated Pressure Control Valve | 1994-11-30 | .pdf | Valve | Flow Control & Pressure Reg | 09252, 09253, 09254, 09255, 09256, 09257, 09258
534a-e | 100494 | 2” - 6” Model A-1 Pilot Operated Pressure Control Valve | 1995-09-28 | .pdf | Valve | Flow Control & Pressure Reg | 09252, 09255, 09256, 09257, 09258
534f-j | 100699 | 2” - 6” Model A-2 Pilot Operated Pressure Control Valve | 2000-01-17 | .pdf | Valve | Flow Control & Pressure Reg | 10793, 10795, 10794, 10807, 10806
534f-j | 100699 | 2” - 6” Pilot Operated Pressure Control Valve | 2001-09-01 | .pdf | Valve | Flow Control & Pressure Reg
534f-j | 100699 | 2” - 6” Pilot Operated Pressure Control Valve | 2003-09-01 | .pdf | Valve | Flow Control & Pressure Reg
534f-j | 100699 | 2” - 6” Pilot Operated Pressure Control Valve | 2005-03-15 | .pdf | Valve | Flow Control & Pressure Reg
534f-o | 100699 | Pilot Operated Pressure Control Valves | 2005-12-12 | .pdf | Valve | Flow Control & Pressure Reg
535a-f | 120208 | Models A-3 and A-4 Pilot Pressure Regulating Valve, Angle Style, Halar Coated | 2008-01-19 | .pdf | Valve | Flow Control & Pressure Reg | 10798, 10802, 10803, 11475, 11476, 11477, 11478, 11559
535a-f | 120208 | Models A-3 and A-4 Pilot Pressure Regulating Valve, Angle Style, Halar Coated | 2009-01-19 | .pdf | Valve | Flow Control & Pressure Reg | 10798, 10802, 10803, 11475, 11476, 11477, 11478, 11559
536a-j | 081805 | Pilot Regulator Trim for Straight Through Valves | 2005-09-02 | .pdf | Valve | Flow Control & Pressure Reg
537a-i | 120408 | Model B-3 and B-4 Pilot Operated Pressure Regulating Valve, Trim for Straight Through Valves, Halar Coated | 2009-01-19 | .pdf | Valve | Flow Control & Pressure Reg | 10804, 10805, 10805FFPN/10/16, 11478FFPN/10/16, 13518, 13519, 13520, 13521, 13522, 13523, 13524, 13525, 13526, 13527, 13528, 13529, 13530, 13531, 13532, 13533, 13534, 13535, 13536, 13537, 13538, 13539, 13540, 13541, 13542, 13543, 13544, 13545
537a-i | 120408 | Model B-3 and B-4 Pilot Operated Pressure Regulating Valve, Trim for Straight Through Valves, Halar Coated | 2009-10-02 | .pdf | Valve | Flow Control & Pressure Reg | 10804, 10805, 10805FFPN/10/16, 11478FFPN/10/16, 13518, 13519, 13520, 13521, 13522, 13523, 13524, 13525, 13526, 13527, 13528, 13529, 13530, 13531, 13532, 13533, 13534, 13535, 13536, 13537, 13538, 13539, 13540, 13541, 13542, 13543, 13544, 13545
540a-c | 011408 | 2" (DN50) Angle Style Conventional Pressure Regulating Preaction Trim | 2008-02-15 | .pdf | Valve | Flow Control & Pressure Reg
540a-c | 011408 | 2" (DN50) Angle Style Conventional Pressure Regulating Preaction Trim | 2008-10-10 | .pdf | Valve | Flow Control & Pressure Reg | 14715-1, 14715-2
540d-f | 011508 | 3" (DN80) Angle Style Conventional Pressure Regulating Preaction Trim | 2008-02-15 | .pdf | Valve | Flow Control & Pressure Reg
540d-f | 011508 | 3" (DN80) Angle Style Conventional Pressure Regulating Preaction Trim | 2008-10-10 | .pdf | Valve | Flow Control & Pressure Reg | 14716-1, 14716-2
540d-f | 011508 | 3" (DN80) Angle Style Conventional Pressure Regulating Preaction Trim | 2009-02-13 | .pdf | Valve | Flow Control & Pressure Reg | 14716-1, 14716-2
540g-i | 011608 | 4" (DN100) Angle Style Conventional Pressure Regulating Preaction Trim | 2008-02-15 | .pdf | Valve | Flow Control & Pressure Reg
540g-i | 011608 | 4" (DN100) Angle Style Conventional Pressure Regulating Preaction Trim | 2008-10-10 | .pdf | Valve | Flow Control & Pressure Reg | 14717-1, 14717-2
540j-l | 011708 | 6" (DN150) Angle Style Conventional Pressure Regulating Preaction Trim | 2008-02-15 | .pdf | Valve | Flow Control & Pressure Reg
540j-l | 011708 | 6" (DN150) Angle Style Conventional Pressure Regulating Preaction Trim | 2008-10-10 | .pdf | Valve | Flow Control & Pressure Reg | 14718-1, 14718-2
541a-c | 011808 | 1-1/2" (DN40) & 2" (DN50) Straight Through Vertical Valve Conventional Pressure Regulating Preaction Trim | 2008-02-15 | .pdf | Valve | Flow Control & Pressure Reg
541a-c | 011808 | 1-1/2" (DN40) & 2" (DN50) Straight Through Vertical Valve Conventional Pressure Regulating Preaction Trim | 2008-10-10 | .pdf | Valve | Flow Control & Pressure Reg | 14746-1, 14746-2
541d-f | 011908 | 2-1/2" (DN65) & 3" (DN80) Straight Through Vertical Valve Conventional Pressure Regulating Preaction Trim | 2008-02-15 | .pdf | Valve | Flow Control & Pressure Reg
541d-f | 011908 | 2-1/2" (DN65) & 3" (DN80) Straight Through Vertical Valve Conventional Pressure Regulating Preaction Trim | 2008-10-10 | .pdf | Valve | Flow Control & Pressure Reg | 14747-1, 14747-2
541g-i | 012008 | 4" (DN100) Straight Through Vertical Valve Conventional Pressure Regulating Preaction Trim | 2008-02-15 | .pdf | Valve | Flow Control & Pressure Reg
541g-i | 012008 | 4" (DN100) Straight Through Vertical Valve Conventional Pressure Regulating Preaction Trim | 2008-10-10 | .pdf | Valve | Flow Control & Pressure Reg | 14748-1, 14748-2
541j-l | 012108 | 6" (DN150) Straight Through Vertical Valve Conventional Pressure Regulating Preaction Trim | 2008-02-15 | .pdf | Valve | Flow Control & Pressure Reg
541j-l | 012108 | 6" (DN150) Straight Through Vertical Valve Conventional Pressure Regulating Preaction Trim | 2008-10-10 | .pdf | Valve | Flow Control & Pressure Reg | 14749-1, 14749-2
541m-o | 012208 | 8" (DN200) Straight Through Vertical Valve Conventional Pressure Regulating Preaction Trim | 2008-02-15 | .pdf | Valve | Flow Control & Pressure Reg
541m-o | 012208 | 8" (DN200) Straight Through Vertical Valve Conventional Pressure Regulating Preaction Trim | 2008-10-10 | .pdf | Valve | Flow Control & Pressure Reg | 14713-1, 14713-2
542a-c | 012308 | 1-1/2" (DN40) & 2" (DN50) Straight Through Horizontal Valve Conventional Pressure Regulating Preaction Trim | 2008-02-15 | .pdf | Valve | Flow Control & Pressure Reg
542a-c | 012308 | 1-1/2" (DN40) & 2" (DN50) Straight Through Horizontal Valve Conventional Pressure Regulating Preaction Trim | 2008-10-10 | .pdf | Valve | Flow Control & Pressure Reg | 14750-1, 14750-2
542d-f | 012408 | 2-1/2" (DN65) & 3" (DN80) Straight Through Horizontal Valve Conventional Pressure Regulating Preaction Trim | 2008-02-15 | .pdf | Valve | Flow Control & Pressure Reg
542d-f | 012408 | 2-1/2" (DN65) & 3" (DN80) Straight Through Horizontal Valve Conventional Pressure Regulating Preaction Trim | 2008-10-10 | .pdf | Valve | Flow Control & Pressure Reg | 14751-1, 14751-2
542g-i | 012508 | 4" (DN100) Straight Through Horizontal Valve Conventional Pressure Regulating Preaction Trim | 2008-02-15 | .pdf | Valve | Flow Control & Pressure Reg
542g-i | 012508 | 4" (DN100) Straight Through Horizontal Valve Conventional Pressure Regulating Preaction Trim | 2008-10-10 | .pdf | Valve | Flow Control & Pressure Reg | 14752-1, 14752-2
542j-l | 012608 | 6" (DN150) Straight Through Horizontal Valve Conventional Pressure Regulating Preaction Trim | 2008-02-15 | .pdf | Valve | Flow Control & Pressure Reg
542j-l | 012608 | 6" (DN150) Straight Through Horizontal Valve Conventional Pressure Regulating Preaction Trim | 2008-10-10 | .pdf | Valve | Flow Control & Pressure Reg | 14753-1, 14753-2
542m-o | 012708 | 8" (DN200) Straight Through Horizontal Valve Conventional Pressure Regulating Preaction Trim | 2008-02-15 | .pdf | Valve | Flow Control & Pressure Reg
542m-o | 012708 | 8" (DN200) Straight Through Horizontal Valve Conventional Pressure Regulating Preaction Trim | 2008-10-10 | .pdf | Valve | Flow Control & Pressure Reg | 14714-1, 14714-2
543a-c | 060108 | Pilot Regulating Trim for 2" (DN50) Model H Flow Control Valve | 2008-07-18 | .pdf | Valve | Flow Control & Pressure Reg | 14764
543a-c | 060108 | Pilot Regulating Trim for 2" (DN50) Model H Flow Control Valve | 2008-10-10 | .pdf | Valve | Flow Control & Pressure Reg | 14764
543a-c | 060108 | Pilot Regulating Trim for 2" (DN50) Model H Flow Control Valve | 2009-02-13 | .pdf | Valve | Flow Control & Pressure Reg | 14764
543d-f | 060208 | Pilot Regulating Trim for 3" (DN80) Model H Flow Control Valve | 2008-07-18 | .pdf | Valve | Flow Control & Pressure Reg | 14765
543d-f | 060208 | Pilot Regulating Trim for 3" (DN80) Model H Flow Control Valve | 2008-10-10 | .pdf | Valve | Flow Control & Pressure Reg | 14765
543d-f | 060208 | Pilot Regulating Trim for 3" (DN80) Model H Flow Control Valve | 2009-02-13 | .pdf | Valve | Flow Control & Pressure Reg | 14765
543g-i | 060308 | Pilot Regulating Trim for 4" (DN100) Model H Flow Control Valve | 2008-07-18 | .pdf | Valve | Flow Control & Pressure Reg | 14766
543g-i | 060308 | Pilot Regulating Trim for 4" (DN100) Model H Flow Control Valve | 2008-10-10 | .pdf | Valve | Flow Control & Pressure Reg | 14766
543g-i | 060308 | Pilot Regulating Trim for 4" (DN100) Model H Flow Control Valve | 2009-02-13 | .pdf | Valve | Flow Control & Pressure Reg | 14766
543j-l | 060408 | Pilot Regulating Trim for 6" (DN150) Model H Flow Control Valve | 2008-07-18 | .pdf | Valve | Flow Control & Pressure Reg | 14767
543j-l | 060408 | Pilot Regulating Trim for 6" (DN150) Model H Flow Control Valve | 2008-10-10 | .pdf | Valve | Flow Control & Pressure Reg | 14767
543j-l | 060408 | Pilot Regulating Trim for 6" (DN150) Model H Flow Control Valve | 2009-02-13 | .pdf | Valve | Flow Control & Pressure Reg | 14767
544a-c | 060508 | Pilot Regulating Trim for 1-1/2" & 2" (DN40 & DN50) Model J Flow Control Valve | 2008-07-18 | .pdf | Valve | Flow Control & Pressure Reg | 14768
544a-c | 060508 | Pilot Regulating Trim for 1-1/2" & 2" (DN40 & DN50) Model J Flow Control Valve | 2008-09-05 | .pdf | Valve | Flow Control & Pressure Reg | 14768
544a-c | 060508 | Pilot Regulating Trim for 1-1/2" & 2" (DN40 & DN50) Model J Flow Control Valve | 2008-10-10 | .pdf | Valve | Flow Control & Pressure Reg | 14768
544a-c | 060508 | Pilot Regulating Trim for 1-1/2" & 2" (DN40 & DN50) Model J Flow Control Valve | 2009-02-13 | .pdf | Valve | Flow Control & Pressure Reg | 14768
544d-f | 060608 | Pilot Regulating Trim for 2-1/2" & 3" (DN65 & DN80) Model J Flow Control Valve | 2008-07-18 | .pdf | Valve | Flow Control & Pressure Reg | 14769
544d-f | 060608 | Pilot Regulating Trim for 2-1/2" & 3" (DN65 & DN80) Model J Flow Control Valve | 2008-10-10 | .pdf | Valve | Flow Control & Pressure Reg | 14769
544d-f | 060608 | Pilot Regulating Trim for 2-1/2" & 3" (DN65 & DN80) Model J Flow Control Valve | 2009-02-13 | .pdf | Valve | Flow Control & Pressure Reg | 14769
544g-i | 060708 | Pilot Regulating Trim for 4" (DN100) Model J Flow Control Valve | 2008-07-18 | .pdf | Valve | Flow Control & Pressure Reg | 14770
544g-i | 060708 | Pilot Regulating Trim for 4" (DN100) Model J Flow Control Valve | 2008-10-10 | .pdf | Valve | Flow Control & Pressure Reg | 14770
544g-i | 060708 | Pilot Regulating Trim for 4" (DN100) Model J Flow Control Valve | 2009-02-13 | .pdf | Valve | Flow Control & Pressure Reg | 14770
544j-l | 060808 | Pilot Regulating Trim for 6" (DN150) Model J Flow Control Valve | 2008-07-18 | .pdf | Valve | Flow Control & Pressure Reg | 14771
544j-l | 060808 | Pilot Regulating Trim for 6" (DN150) Model J Flow Control Valve | 2008-10-10 | .pdf | Valve | Flow Control & Pressure Reg | 14771
544j-l | 060808 | Pilot Regulating Trim for 6" (DN150) Model J Flow Control Valve | 2009-02-13 | .pdf | Valve | Flow Control & Pressure Reg | 14771
544m-o | 060908 | Pilot Regulating Trim for 8" (DN200) Model J Flow Control Valve | 2008-07-18 | .pdf | Valve | Flow Control & Pressure Reg | 14772
544m-o | 060908 | Pilot Regulating Trim for 8" (DN200) Model J Flow Control Valve | 2008-10-10 | .pdf | Valve | Flow Control & Pressure Reg | 14772
544m-o | 060908 | Pilot Regulating Trim for 8" (DN200) Model J Flow Control Valve | 2009-02-13 | .pdf | Valve | Flow Control & Pressure Reg | 14772
F-41-F-44 | - | Model D-Fl Flow Control Valve | 1957-01-01 | .pdf | Valve | Flow Control & Pressure Reg
H-17 | - | Model C-1 & C-2 Pressure Relieving Device | 1969-12-01 | .pdf | Device | Flow Control & Pressure Reg
H-19-H-20 | - | Model B Pressure Relieving Device | 1969-04-01 | .pdf | Device | Flow Control & Pressure Reg
I-19-I-20 | - | Pressure Regulation Data Sheet | 1967-06-01 | .pdf | System | Flow Control & Pressure Reg
O-1-O-4 | - | Model A Dry Pipe Valve | 1957-01-01 | .pdf | Valve | Flow Control & Pressure Reg
VEN 33 - 36 | - | VEN C-3 Pressure Relieving Device | 1977-02-01 | .pdf | Device | Flow Control & Pressure Reg
VEN 54 - 57 | - | VEN Flow Control Valves | 1977-08-01 | .pdf | System | Flow Control & Pressure Reg
VEN 57 - 59 | - | VEN A-1 Pressure Regulating Valve | 1977-09-01 | .pdf | Device | Flow Control & Pressure Reg
VEN 59 - 64 | - | VEN Specialized Fire Protection | 1977-10-01 | .pdf | System | Flow Control & Pressure Reg

## Deluge & Preaction Trim
|  | OBSOLETE TECHNICAL DATA VALVES, SYSTEMS, AND DEVICES | The Viking Corporation 210 N. Industrial Park Drive Hastings, Michigan 49058 U.S.A. |  |  | Technical Services Toll-Free: 877-384-5464 Fax: 269-818-1680 Web Site: http://www.vikinggroupinc.com
Page Number | Form Number | Title | Issue Date | Link | Category | Section | Part Numbers
DELUGE & PREACTION TRIM
- | 1035-1036 | 3” & 4" Model D-4 Deluge Valve Trim Chart | 1968-09-01 | .pdf | Trim | Deluge & Preaction Trim
222a-c | 081099 | 1-1/2” Model E Deluge Valve Easy Trim Chart | 2003-04-18 | .pdf | Trim | Deluge & Preaction Trim
222e-g | 081499 | 1-1/2” Model E Deluge Valve Easy Trim (Stainless Steel) | 2003-04-18 | .pdf | Trim | Deluge & Preaction Trim
223-224 | - | 2” & 3" Model D-4 Deluge Valve Trim Chart | 1972-04-01 | .pdf | Trim | Deluge & Preaction Trim
223-224 | - | 2” & 3" Model D-4 Deluge Valve Trim Chart | 1974-12-01 | .pdf | Trim | Deluge & Preaction Trim
223-224 | - | 2” Model D-4 & 3" Model D-5 Deluge Valve Trim Chart | 1976-09-01 | .pdf | Trim | Deluge & Preaction Trim
223-224 | - | 2” & 3" Model D-4 Deluge Valve Trim Chart | 1977-02-01 | .pdf | Trim | Deluge & Preaction Trim
223-224 | - | 2” Model D-4 & 3” Model D-5 Deluge Valve Trim Chart | 1978-06-01 | .pdf | Trim | Deluge & Preaction Trim
223-224 | - | 2” & 3" Model D-4 & Model D-5 Deluge Valve Trim Chart | 1981-06-01 | .pdf | Trim | Deluge & Preaction Trim
223-224 | - | 2” & 3” Model E-1 Deluge Valve Trim Chart | 1984-01-01 | .pdf | Trim | Deluge & Preaction Trim
223-224 | - | 2” & 3” Model E-1 Deluge Valve Trim Chart | 1985-05-01 | .pdf | Trim | Deluge & Preaction Trim
223-224 | - | 2” & 3” Model E-1 Deluge Valve Trim Chart | 1986-09-01 | .pdf | Trim | Deluge & Preaction Trim
223-224 | - | 2” & 3” Model E-1 Deluge Valve Trim Chart | 1989-06-01 | .pdf | Trim | Deluge & Preaction Trim
223-224 | - | 2” & 3” Model E-1 Deluge Valve Trim Chart | 1992-09-30 | .pdf | Trim | Deluge & Preaction Trim | 05959A, 08170, 05961A, 08171
223a-c | 011394 | 1-1/2” Model E Deluge Valve Conventional Trim Chart | 1995-03-15 | .pdf | Trim | Deluge & Preaction Trim | 09209, 09210, 09211
223a-c | 011394 | 1-1/2” Model E Deluge Valve Conventional Trim Chart | 1996-06-27 | .pdf | Trim | Deluge & Preaction Trim | 09209, 09210, 09211
223a-c | 081199 | 2" Model E Deluge Easy Trim | 2003-04-18 | .pdf | Trim | Deluge & Preaction Trim
223d-f | 082897 | 1-1/2” Model E Deluge Valve Conventional Trim Chart | 1997-09-02 | .pdf | Trim | Deluge & Preaction Trim | 10202, 10240, 10250
223d-f | 082897 | 1-1/2” Model E Deluge Valve Conventional Trim Chart | 2002-03-07 | .pdf | Trim | Deluge & Preaction Trim | 10202, 10240, 10250
223e-g | 081599 | 2" Model E Deluge Easy Trim (Stainless Steel) | 2003-04-18 | .pdf | Trim | Deluge & Preaction Trim
224a-c | 011994 | 2” Model E Deluge Valve Conventional Trim Chart | 1995-03-15 | .pdf | Trim | Deluge & Preaction Trim | 09212, 09213, 09214
224a-c | 011994 | 2” Model E Deluge Valve Conventional Trim Chart | 1996-06-27 | .pdf | Trim | Deluge & Preaction Trim | 09212, 09213, 09214
224a-c | 011994 | 2” Model E Deluge Valve Conventional Trim Chart | 1997-11-24 | .pdf | Trim | Deluge & Preaction Trim | 10203, 10241, 10251
224a-c | 011994 | 2” Model E Deluge Valve Conventional Trim Chart | 2002-03-07 | .pdf | Trim | Deluge & Preaction Trim | 10203, 10241, 10251
224a-c | 081299 | 3”, 4”, & 6” Model E Deluge Valve Easy Trim | 2003-04-18 | .pdf | Trim | Deluge & Preaction Trim
224e-g | 070999 | 3”, 4”, & 6” Model E Deluge Valve Easy Trim (Stainless Steel) | 2003-04-18 | .pdf | Trim | Deluge & Preaction Trim
225-226 | - | 4” & 6” Model D-4 Deluge Valve Trim Chart | 1972-04-01 | .pdf | Trim | Deluge & Preaction Trim
225-226 | - | 4" & 6” Model D-5 Deluge Valve Trim Chart | 1974-12-01 | .pdf | Trim | Deluge & Preaction Trim
225-226 | - | 4” & 6" Model D-5 Deluge Valve Trim Chart | 1976-09-01 | .pdf | Trim | Deluge & Preaction Trim
225-226 | - | 4” & 6” Model D-5 Deluge Valve Trim Chart | 1977-02-01 | .pdf | Trim | Deluge & Preaction Trim
225-226 | - | 4" & 6” Model D-5 Deluge Valve Trim Chart | 1978-06-01 | .pdf | Trim | Deluge & Preaction Trim
225-226 | - | 4” & 6” Model D-5 Deluge Valve Trim Chart | 1981-06-01 | .pdf | Trim | Deluge & Preaction Trim
225-226 | - | 4” & 6” Model E-1 Deluge Valve Trim Chart | 1984-01-01 | .pdf | Trim | Deluge & Preaction Trim
225-226 | - | 4” & 6” Model E-1 Deluge Valve Trim chart | 1985-05-01 | .pdf | Trim | Deluge & Preaction Trim
225-226 | - | 4” & 6” Model E-1 Deluge Valve Trim Chart | 1986-09-01 | .pdf | Trim | Deluge & Preaction Trim
225-226 | - | 4” & 6” Model E-1 Deluge Valve Trim Chart | 1992-09-30 | .pdf | Trim | Deluge & Preaction Trim | 05963A, 08172, 05965A, 08173
225a-b | 082897 | 1-1/2” Model E Deluge Valve Conventional Trim Chart | 2003-04-18 | .pdf | Trim | Deluge & Preaction Trim
225a-c | 082897 | 1-1/2” Model E Deluge Valve Conventional Trim Chart | 2007-12-01 | .pdf | Trim | Deluge & Preaction Trim
225a-d | 082897 | 1-1/2” Model E Deluge Valve Conventional Trim Chart | 2008-08-01 | .pdf | Trim | Deluge & Preaction Trim
227a-g | 012194 | 3”, 4”, & 6” Model E Deluge Valve Conventional Trim | 1995-03-15 | .pdf | Trim | Deluge & Preaction Trim | 09062, 09063, 09064, 09216, 09219, 09222, 09217, 09220, 09223
227a-g | 012194 | 3”, 4”, & 6” Model E Deluge Valve Conventional Trim | 1996-06-27 | .pdf | Trim | Deluge & Preaction Trim | 09062, 09063, 09064, 09216, 09219, 09222, 09217, 09220, 09223
227a-g | 012194 | 3”, 4”, & 6” Model E Deluge Valve Conventional Trim | 1998-02-20 | .pdf | Trim | Deluge & Preaction Trim | 10204, 10205, 10206, 10242, 10243, 10244, 10252, 10253, 10254
227a-g | 012194 | 3”, 4”, & 6” Model E Deluge Valve Conventional Trim | 2001-11-19 | .pdf | Trim | Deluge & Preaction Trim | 10204, 10205, 10206, 10242, 10243, 10244, 10252, 10253, 10254
226-1a-1c | 081099 | 1-1/2” Model E Deluge Valve Easy Trim Chart | 2000-01-03 | .pdf | Trim | Deluge & Preaction Trim | 10692, 10859
226-1a-1c | 081099 | 1-1/2” Model E Deluge Valve Easy Trim Chart | 2000-05-10 | .pdf | Trim | Deluge & Preaction Trim | 10692, 10859
226-1a-1c | 081099 | 1-1/2” Model E Deluge Valve Easy Trim Chart | 2000-06-12 | .pdf | Trim | Deluge & Preaction Trim | 10692, 10859
226-1a-1c | 081099 | 1-1/2” Model E Deluge Valve Easy Trim Chart | 2001-08-29 | .pdf | Trim | Deluge & Preaction Trim | 10692, 10859
226-2a-2c | 081199 | 2” Model E Deluge Valve Easy Trim Chart | 2000-01-03 | .pdf | Trim | Deluge & Preaction Trim | 10693, 10860
226-2a-2c | 081199 | 2” Model E Deluge Valve Easy Trim Chart | 2000-05-10 | .pdf | Trim | Deluge & Preaction Trim | 10693, 10860
226-2a-2c | 081199 | 2” Model E Deluge Valve Easy Trim Chart | 2000-06-12 | .pdf | Trim | Deluge & Preaction Trim | 10693, 10860
226-2a-2c | 081199 | 2” Model E Deluge Valve Easy Trim Chart | 2001-08-29 | .pdf | Trim | Deluge & Preaction Trim | 10693, 10860
226-3a-3c | 081299 | 3”, 4”, & 6” Model E Deluge Valve Easy Trim Chart | 2000-01-03 | .pdf | Trim | Deluge & Preaction Trim | 10861, 10862, 10863
226-3a-3c | 081299 | 3”, 4”, & 6” Model E Deluge Valve Easy Trim Chart | 2000-05-10 | .pdf | Trim | Deluge & Preaction Trim | 10861, 10862, 10863
226-3a-3c | 081299 | 3”, 4”, & 6” Model E Deluge Valve Easy Trim Chart | 2000-06-12 | .pdf | Trim | Deluge & Preaction Trim | 10694, 10695, 10696, 10861, 10862, 10863
226-3a-3c | 081299 | 3”, 4”, & 6” Model E Deluge Valve Easy Trim Chart | 2001-03-19 | .pdf | Trim | Deluge & Preaction Trim | 10694, 10695, 10696, 10861, 10862, 10863
226-3a-3c | 081299 | 3”, 4”, & 6” Model E Deluge Valve Easy Trim Chart | 2001-08-29 | .pdf | Trim | Deluge & Preaction Trim | 10694, 10695, 10696, 10861, 10862, 10863
226-4a-4c | 081499 | 1-1/2” Model E Deluge Valve Easy Trim (Stainless Steel) | 2000-01-03 | .pdf | Trim | Deluge & Preaction Trim | 10638
226-4a-4c | 081499 | 1-1/2” Model E Deluge Valve Easy Trim (Stainless Steel) | 2000-05-10 | .pdf | Trim | Deluge & Preaction Trim | 10638
226-5a-5c | 081599 | 2” Model E Deluge Valve Easy Trim (Stainless Steel) | 2000-01-03 | .pdf | Trim | Deluge & Preaction Trim | 10639
226-5a-5c | 081599 | 2” Model E Deluge Valve Easy Trim (Stainless Steel) | 2000-05-10 | .pdf | Trim | Deluge & Preaction Trim | 10639
226-6a-6c | 070999 | 3”, 4”, & 6” Model E Deluge Valve Easy Trim Chart (Stainless Steel) | 2000-01-03 | .pdf | Trim | Deluge & Preaction Trim | 10640, 10641, 10642
226-6a-6c | 070999 | 3”, 4”, & 6” Model E Deluge Valve Easy Trim Chart (Stainless Steel) | 2000-05-10 | .pdf | Trim | Deluge & Preaction Trim | 10640, 10641, 10642
226-6a-6c | 070999 | 3”, 4”, & 6” Model E Deluge Valve Easy Trim Chart (Stainless Steel) | 2001-08-29 | .pdf | Trim | Deluge & Preaction Trim | 10640, 10641, 10642
226a-b | 011994 | 2” Model E Deluge Valve Conventional Trim Chart | 2003-04-18 | .pdf | Trim | Deluge & Preaction Trim
226a-c | 011994 | 2” Model E Deluge Valve Conventional Trim Chart | 2007-12-01 | .pdf | Trim | Deluge & Preaction Trim
226a-d | 011994 | 2” Model E Deluge Valve Conventional Trim Chart | 2008-08-01 | .pdf | Trim | Deluge & Preaction Trim
227a-d | 012194 | 3”, 4”, & 6” Model E Deluge Valve Conventional Trim | 2003-04-18 | .pdf | Trim | Deluge & Preaction Trim
227a-c | 012194 | 3”, 4”, & 6” Model E Deluge Valve Conventional Trim | 2007-12-01 | .pdf | Trim | Deluge & Preaction Trim
227a-g | 012194 | 3”, 4”, & 6” Model E Deluge Valve Conventional Trim | 2008-08-01 | .pdf | Trim | Deluge & Preaction Trim
227e-g | 052408 | 3”, 4”, & 6” Model E Deluge Valve Conventional Trim (Stainless Steel) | 2008-08-01 | .pdf | Trim | Deluge & Preaction Trim | 14646, 14647, 14648
228a-c | 012404 | 1-1/2" & 2" Model F Deluge Valve Horizontal Easy Trim | 2004-06-11 | .pdf | Trim | Deluge & Preaction Trim
228a-c | 052800 | 8” Model F-1 Deluge Valve Horizontal Easy Trim | 2000-09-11 | .pdf | Trim | Deluge & Preaction Trim | 11074, 11160
228a-c | 052800 | 8” Model F-1 Deluge Valve Horizontal Easy Trim | 2001-05-01 | .pdf | Trim | Deluge & Preaction Trim | 11074, 11160
228a-c | 052800 | 8” Model F-1 Deluge Valve Horizontal Easy Trim | 2001-08-29 | .pdf | Trim | Deluge & Preaction Trim | 11074, 11160
228c-d | 012504 | 1-1/2" & 2" Model F Deluge Valve Vertical Easy Trim | 2004-06-11 | .pdf | Trim | Deluge & Preaction Trim
228f-h | 052900 | 8” Model F-1 Deluge Valve Vertical Easy Trim | 2000-09-11 | .pdf | Trim | Deluge & Preaction Trim | 11076, 11161
228f-h | 052900 | 8” Model F-1 Deluge Valve Vertical Easy Trim | 2001-08-29 | .pdf | Trim | Deluge & Preaction Trim | 11076, 11161
228i-k | 032905 | 1-1/2" & 2" Model F-1 Deluge Vertical Stainless Trim | 2005-06-10 | .pdf | Trim | Deluge & Preaction Trim
228k-m | 053000 | 8” F-1 Deluge Valve Vertical Conventional Trim | 2000-09-11 | .pdf | Trim | Deluge & Preaction Trim | 11077, 11165
228k-m | 053000 | 8” Model F-1 Deluge Valve Vertical Conventional Trim | 2001-08-29 | .pdf | Trim | Deluge & Preaction Trim | 11077, 11165
228m-o | 033005 | 1-1/2" & 2" Model F-1 Deluge Horizontal Stainless Trim | 2005-06-10 | .pdf | Trim | Deluge & Preaction Trim
228p-r | 053100 | 8” Model F-1 Deluge Valve Horizontal Conventional Trim | 2000-09-11 | .pdf | Trim | Deluge & Preaction Trim | 11072, 11164
228p-r | 053100 | 8” Model F-1 Deluge Valve Horizontal Conventional Trim | 2001-05-01 | .pdf | Trim | Deluge & Preaction Trim | 11072, 11164
228p-r | 053100 | 8” Model F-1 Deluge Valve Horizontal Conventional Trim | 2001-08-29 | .pdf | Trim | Deluge & Preaction Trim | 11072, 11164
228t-v | 060200 | 8” Model F-1 Deluge Valve Vertical Stainless Steel Trim | 2000-09-11 | .pdf | Trim | Deluge & Preaction Trim | 11111
228x-z | 060300 | 8” Model F-1 Deluge Valve Horizontal Stainless Steel Trim | 2000-09-11 | .pdf | Trim | Deluge & Preaction Trim | 11112
231a-c | 121503 | 3" Model F Deluge Vertical Easy Trim | 2004-02-01 | .pdf | trim | Deluge & Preaction Trim
231e-g | 121603 | 3" Model F Deluge Horizontal Easy Trim | 2004-02-01 | .pdf | trim | Deluge & Preaction Trim
231i-k | 033105 | 2-1/2" & 3" Model F-1 Deluge Vertical Stainless Trim | 2005-06-10 | .pdf | Trim | Deluge & Preaction Trim
231m-o | 040105 | 2-1/2" & 3" Model F-1 Deluge Horizontal Stainless Trim | 2005-06-10 | .pdf | Trim | Deluge & Preaction Trim
232a-c | 050802 | 4” Model F-1 Deluge Valve Horizontal Easy Trim Chart | 2003-04-18 | .pdf | Trim | Deluge & Preaction Trim
232e-g | 051002 | 4” Model F-1 Deluge Valve Vertical Easy Trim Chart | 2003-04-18 | .pdf | Trim | Deluge & Preaction Trim
232i-k | 040205 | 4” Model F-1 Deluge Valve Horizontal Easy Trim Chart | 2005-06-10 | .pdf | Trim | Deluge & Preaction Trim
232m-o | 040305 | 4” Model F-1 Deluge Valve Vertical Stainless Easy Trim Chart | 2005-06-10 | .pdf | Trim | Deluge & Preaction Trim
233a-c | 050902 | 6” Model F-1 Deluge Valve Horizontal Easy Trim Chart | 2003-04-18 | .pdf | Trim | Deluge & Preaction Trim
233e-g | 051102 | 6” Model F-1 Deluge Valve Vertical Easy Trim Chart | 2003-04-18 | .pdf | Trim | Deluge & Preaction Trim
233i-k | 040405 | 6” Model F-1 Deluge Valve Horizontal Stainless Easy Trim Chart | 2005-06-10 | .pdf | Trim | Deluge & Preaction Trim
233m-o | 040505 | 6” Model F-1 Deluge Valve Vertical Stainless Easy Trim Chart | 2005-06-10 | .pdf | Trim | Deluge & Preaction Trim
234a-c | 052800 | 8” Model F-1 Deluge Valve Horizontal Easy Trim | 2003-04-18 | .pdf | Trim | Deluge & Preaction Trim
234e-h | 052900 | 8” Model F-1 Deluge Valve Vertical Easy Trim | 2003-04-18 | .pdf | Trim | Deluge & Preaction Trim
234i-k | 060300 | 8” Model F-1 Deluge Valve Horizontal Stainless Steel Trim | 2003-04-18 | .pdf | Trim | Deluge & Preaction Trim
234m-p | 060200 | 8” Model F-1 Deluge Valve Vertical Stainless Steel Trim | 2003-04-18 | .pdf | Trim | Deluge & Preaction Trim
235a-c | 012604 | 1-1/2" & 2" Model F-1 Deluge Valve Horizontal Conventional Trim | 2004-06-11 | .pdf | Trim | Deluge & Preaction Trim
235a-c | 012604 | 1-1/2" & 2" Model F-1 Deluge Valve Horizontal Conventional Trim | 2007-12-01 | .pdf | Trim | Deluge & Preaction Trim
235e-g | 012704 | 1-1/2" & 2" Model F-1 Deluge Valve Vertical Conventional Trim | 2004-06-11 | .pdf | Trim | Deluge & Preaction Trim
235e-g | 012704 | 1-1/2" & 2" Model F-1 Deluge Valve Vertical Conventional Trim | 2007-12-01 | .pdf | Trim | Deluge & Preaction Trim
235i-k | 052508 | 1-1/2" & 2" Model F-1 Deluge Valve Vertical Conventional Trim (Stainless Steel) | 2008-08-01 | .pdf | Trim | Deluge & Preaction Trim | 14649
239a-c | 121703 | 3” Model F-1 Deluge Valve Vertical Conventional Trim Chart | 2004-02-01 | .pdf | Trim | Deluge & Preaction Trim
239a-c | 121703 | 3" Model F Deluge Vertical Easy Trim | 2005-03-29 | .pdf | trim | Deluge & Preaction Trim
239a-c | 121703 | 2-1/2" & 3" Model F Deluge Vertical Conventional Trim | 2007-12-01 | .pdf | trim | Deluge & Preaction Trim
239e-g | 121603 | 3" Model F Deluge Horizontal Easy Trim | 2005-03-29 | .pdf | trim | Deluge & Preaction Trim
239e-g | 121803 | 3” Model F-1 Deluge Valve Horizontal Conventional Trim Chart | 2004-02-01 | .pdf | Trim | Deluge & Preaction Trim
239e-g | 121803 | 2-1/2" & 3” Model F-1 Deluge Valve Horizontal Conventional Trim Chart | 2007-12-01 | .pdf | Trim | Deluge & Preaction Trim
239i-k | 052608 | 2-1/2" & 3” Model F-1 Deluge Valve Vertical Conventional Trim (Stainless Steel) | 2008-08-01 | .pdf | Trim | Deluge & Preaction Trim | 14651
240a-c | 051202 | 4” Model F-1 Deluge Valve Horizontal Conventional Trim Chart | 2003-04-18 | .pdf | Trim | Deluge & Preaction Trim
240a-c | 051202 | 4” Model F-1 Deluge Valve Horizontal Conventional Trim Chart | 2007-12-01 | .pdf | Trim | Deluge & Preaction Trim
240e-g | 051402 | 4” Model F-1 Deluge Valve Vertical Conventional Trim Chart | 2003-04-18 | .pdf | Trim | Deluge & Preaction Trim
240e-g | 051402 | 4” Model F-1 Deluge Valve Vertical Conventional Trim Chart | 2007-12-01 | .pdf | Trim | Deluge & Preaction Trim
240e-g | 051402 | 4” Model F-1 Deluge Valve Vertical Conventional Trim Chart | 2011-04-15 | .pdf | Trim | Deluge & Preaction Trim
240i-k | 052708 | 4” Model F-1 Deluge Valve Vertical Conventional Trim (Stainless Steel) | 2008-08-01 | .pdf | Trim | Deluge & Preaction Trim | 14654
241a-c | 051302 | 6” Model F-1 Deluge Valve Horizontal Conventional Trim Chart | 2003-04-18 | .pdf | Trim | Deluge & Preaction Trim
241a-c | 051302 | 6” Model F-1 Deluge Valve Horizontal Conventional Trim Chart | 2007-12-01 | .pdf | Trim | Deluge & Preaction Trim
241e-g | 051502 | 6” Model F-1 Deluge Valve Vertical Conventional Trim Chart | 2003-04-18 | .pdf | Trim | Deluge & Preaction Trim
241e-g | 051502 | 6” Model F-1 Deluge Valve Vertical Conventional Trim Chart | 2007-12-01 | .pdf | Trim | Deluge & Preaction Trim
241e-h | 051502 | 6” Model F-1 Deluge Valve Vertical Conventional Trim Chart | 2009-05-08 | .pdf | Trim | Deluge & Preaction Trim
241i-k | 052808 | 6” Model F-1 Deluge Valve Vertical Conventional Trim (Stainless Steel) | 2008-08-01 | .pdf | Trim | Deluge & Preaction Trim | 14656
242a-c | 053100 | 8” Model F-1 Deluge Valve Horizontal Conventional Trim | 2003-04-18 | .pdf | Trim | Deluge & Preaction Trim
242a-c | 053100 | 8” Model F-1 Deluge Valve Horizontal Conventional Trim | 2007-12-01 | .pdf | Trim | Deluge & Preaction Trim
242e-g | 053000 | 8” Model F-1 Deluge Valve Vertical Conventional Trim | 2003-04-18 | .pdf | Trim | Deluge & Preaction Trim
242e-g | 053000 | 8” Model F-1 Deluge Valve Vertical Conventional Trim | 2007-12-01 | .pdf | Trim | Deluge & Preaction Trim
242e-g | 053000 | 8” Model F-1 Deluge Valve Vertical Conventional Trim | 2009-05-08 | .pdf | Trim | Deluge & Preaction Trim
242e-g | 053000 | 8” Model F-1 Deluge Valve Vertical Conventional Trim | 2010-10-15 | .pdf | Trim | Deluge & Preaction Trim
242i-k | 052908 | 8” Model F-1 Deluge Valve Vertical Conventional Trim (Stainless Steel) | 2008-08-01 | .pdf | Trim | Deluge & Preaction Trim | 14657
262a-c | 050802 | 4” Model F-1 Deluge Valve Horizontal Easy Trim Chart | 2002-05-20 | .pdf | Trim | Deluge & Preaction Trim | 11710-1, 11710-2
262a-c | 050802 | 4” Model F-1 Deluge Valve Horizontal Easy Trim Chart | 2002-10-31 | .pdf | Trim | Deluge & Preaction Trim | 11937-1, 11937-2
260-263 | 1166 | 1-1/2” Model E-1 Deluge Valve and Trim Chart | 1985-01-01 | .pdf | Valve | Deluge & Preaction Valves | 04600-C
263a-d | 050902 | 6” Model F-1 Deluge Valve Horizontal Easy Trim Chart | 2002-05-20 | .pdf | Trim | Deluge & Preaction Trim | 11717-1, 11717-2
263a-d | 050902 | 6” Model F-1 Deluge Valve Horizontal Easy Trim Chart | 2002-10-31 | .pdf | Trim | Deluge & Preaction Trim | 11940-1, 11940-2
264a-c | 051002 | 4” Model F-1 Deluge Valve Vertical Easy Trim Chart | 2002-05-20 | .pdf | Trim | Deluge & Preaction Trim | 11710-1, 11710-2
265a | 081699 | Electric Release Module Trim Chart Easy Trim | 2003-04-01 | .pdf | Trim | Deluge & Preaction Trim
265a | 081699 | Electric Release Module Trim Chart | 2004-01-09 | .pdf | Trim | Deluge & Preaction Trim
265a | 081699 | Electric Release Module Trim Chart | 2007-05-07 | .pdf | Trim | Deluge & Preaction Trim
265a | 081699 | Electric Release Module Trim Chart | 2008-06-27 | .pdf | Trim | Deluge & Preaction Trim
265a | 081699 | Electric Release Module Trim Chart | 2009-07-31 | .pdf | Trim | Deluge & Preaction Trim
265a-c | 051102 | 6” Model F-1 Deluge Valve Vertical Easy Trim Chart | 2002-05-20 | .pdf | Trim | Deluge & Preaction Trim | 11717-1, 11717-2
265b | 081699 | Pneumatic Release Module Easy Trim Chart | 2003-04-01 | .pdf | Trim | Deluge & Preaction Trim
265b | 081699 | Pneumatic Release Module Easy Trim Chart | 2004-01-09 | .pdf | Trim | Deluge & Preaction Trim
265b | 081699 | Pneumatic Release Module Easy Trim Chart | 2007-05-07 | .pdf | Trim | Deluge & Preaction Trim
265b | 081699 | Pneumatic Release Module Easy Trim Chart | 2008-06-27 | .pdf | Trim | Deluge & Preaction Trim
266a-b | 081799 | Release Module Trim Chart for DI Preaction | 2003-04-18 | .pdf | Trim | Deluge & Preaction Trim
266a-b | 081799 | Pneumatic Release Module Easy Trim Chart | 2007-05-07 | .pdf | Trim | Deluge & Preaction Trim
266a | 081799 | Electric/Pneumatic Release Straight Through Valve | 2004-01-09 | .pdf | Trim | Deluge & Preaction Trim
266b | 081799 | Pneumatic/Pneumatic Release Straight Through Valve | 2004-01-09 | .pdf | Trim | Deluge & Preaction Trim
266a-c | 051202 | 4” Model F-1 Deluge Valve Horizontal Conventional Trim Chart | 2002-10-31 | .pdf | Trim | Deluge & Preaction Trim | 11938-1, 11938-2
266a-d | 051202 | 4” Model F-1 Deluge Valve Horizontal Conventional Trim Chart | 2002-05-20 | .pdf | Trim | Deluge & Preaction Trim | 11712-1, 11712-2
267a-b | 110894 | Electric & Pneumatic Release Module Trim Chart Conventional | 2003-04-18 | .pdf | Trim | Deluge & Preaction Trim
267a-c | 051302 | 6” Model F-1 Deluge Valve Horizontal Conventional Trim Chart | 2002-10-31 | .pdf | Trim | Deluge & Preaction Trim | 11939-1, 11939-2
267a-d | 051302 | 6” Model F-1 Deluge Valve Horizontal Conventional Trim Chart | 2002-05-20 | .pdf | Trim | Deluge & Preaction Trim | 11714-1, 11714-2
268a-d | 051402 | 4” Model F-1 Deluge Valve Vertical Conventional Trim Chart | 2002-05-20 | .pdf | Trim | Deluge & Preaction Trim | 11712-1, 11712-2
269a-d | 051502 | 6” Model F-1 Deluge Valve Vertical Conventional Trim Chart | 2002-05-20 | .pdf | Trim | Deluge & Preaction Trim | 11714-1, 11714-2

## Cold Storage
|  | OBSOLETE TECHNICAL DATA VALVES, SYSTEMS, AND DEVICES | The Viking Corporation 210 N. Industrial Park Drive Hastings, Michigan 49058 U.S.A. |  |  | Technical Services Toll-Free: 877-384-5464 Fax: 269-818-1680 Web Site: http://www.vikinggroupinc.com
Page Number | Form Number | Title | Issue Date | Link | Category | Section | Part Numbers
COLD STORAGE
|  | Electric Pneumatic Freezer System |  | .pdf | System | Cold Storage
|  | Viking Flow Control Valve as an Exhauster |  | .pdf | System | Cold Storage
300 | - | Technical Bulletin - Freezer Systems | 1986-06-01 | .pdf | System | Cold Storage
45a-h | 033004 | ESFR Cold Storage System | 2005-11-17 | .pdf | System | Cold Storage
45a-h | 033004 | ESFR Cold Storage System | 2005-12-19 | .pdf | System | Cold Storage
45a-j | 033004 | ESFR Cold Storage System | 2004-05-14 | .pdf | System | Cold Storage
45a-j | 033004 | ESFR Cold Storage System | 2004-07-30 | .pdf | System | Cold Storage
45a-j | 033004 | ESFR Cold Storage System | 2004-11-12 | .pdf | System | Cold Storage
45a-j | 033004 | ESFR Cold Storage System | 2005-06-17 | .pdf | System | Cold Storage
45a-j | 033004 | ESFR Cold Storage System | 2005-09-16 | .pdf | System | Cold Storage
45a-j | 033004 | ESFR Cold Storage System | 2005-12-19 | .pdf | System | Cold Storage
45a-j | 033004 | ESFR Cold Storage System | 2006-02-16 | .pdf | System | Cold Storage
45a-j | 033004 | ESFR Cold Storage System | 2009-04-17 | .pdf | System | Cold Storage
45a-j | 033004 | ESFR Cold Storage System | 2011-04-01 | .pdf | System | Cold Storage
46a-c | 041304 | ESFR Pendent Sprinkler VK510 | 2004-05-01 | .pdf | System | Cold Storage
46a-c | 041304 | ESFR Pendent Sprinkler VK510 | 2004-07-01 | .pdf | System | Cold Storage
46a-c | 041304 | ESFR Pendent Sprinkler VK510 | 2004-11-01 | .pdf | System | Cold Storage
47a-b | 060905 | Automatic Pressure Control System | 2005-06-01 | .pdf | System | Cold Storage
47a-b | 060905 | Automatic Pressure Control System | 2005-11-17 | .pdf | System | Cold Storage
47a-c | 060905 | Automatic Pressure Control System | 2006-02-09 | .pdf | System | Cold Storage
48a-c | 041104 | Model J-1 Alarm Check Valve Cold Storage Trim | 2004-05-01 | .pdf | Trim | Cold Storage
48a-c | 041104 | Model J-1 Alarm Check Valve Cold Storage Trim | 2004-07-04 | .pdf | Trim | Cold Storage
48a-c | 041104 | Model J-1 Alarm Check Valve Cold Storage Trim | 2005-12-01 | .pdf | Trim | Cold Storage
48a-d | 101505 | Easy Riser Check® Valve Trim - Pre-Primed Preaction System | 2005-11-01 | .pdf | Trim | Cold Storage
48a-d | 101505 | Easy Riser® Check Valve Trim - Pre-Primed Preaction System | 2006-02-16 | .pdf | Trim | Cold Storage
48a-d | 101505 | Easy Riser® Check Valve Trim - Pre-Primed Preaction System | 2006-04-27 | .pdf | Trim | Cold Storage
49a-b | 033104 | Firefighter Eliminator F | 2004-05-14 | .pdf | System | Cold Storage
49a-b | 033104 | Firefighter Eliminator F | 2004-07-04 | .pdf | System | Cold Storage
49a-b | 033104 | Firefighter Eliminator F | 2004-11-04 | .pdf | System | Cold Storage
49a-b | 033104 | Firefighter Eliminator F | 2005-06-05 | .pdf | System | Cold Storage
49a-b | 033104 | Firefighter Eliminator F | 2005-09-16 | .pdf | System | Cold Storage
49a-b | 033104 | Firefighter Eliminator F | 2005-11-17 | .pdf | System | Cold Storage
49a-b | 033104 | Firefighter Eliminator F | 2006-09-28 | .pdf | System | Cold Storage
49a-b | 033104 | Firefighter Eliminator F | 2007-03-23 | .pdf | System | Cold Storage
49e-h | 041204 | Firefighter Eliminator F MSDS | 2004-05-14 | .pdf | System | Cold Storage
49e-g | 041204 | Firefighter Eliminator F MSDS | 2007-08-03 | .pdf | System | Cold Storage
50a-b | 051904 | Firefighter Eliminator C | 2004-06-01 | .pdf | System | Cold Storage
50a-b | 051904 | Firefighter Eliminator C | 2005-06-01 | .pdf | System | Cold Storage
50a-b | 051904 | Firefighter Eliminator C | 2005-09-01 | .pdf | System | Cold Storage
50a-b | 051904 | Firefighter Eliminator C | 2005-11-17 | .pdf | System | Cold Storage
50a-b | 051904 | Firefighter Eliminator C | 2006-09-28 | .pdf | System | Cold Storage
50a-b | 051904 | Firefighter Eliminator C | 2007-03-23 | .pdf | System | Cold Storage
50e-g | 052004 | Firefighter Eliminator C MSDS | 2004-07-30 | .pdf | System | Cold Storage
50e-g | 052004 | Firefighter Eliminator C MSDS | 2007-08-03 | .pdf | System | Cold Storage
51a-h | 061104 | CS-1 Tank and Pump Package - ESFR Cold Stroage System | 2004-06-01 | .pdf | System | Cold Storage
51a-h | 061104 | CS-1 Tank and Pump Package - ESFR Cold Stroage System | 2004-07-01 | .pdf | System | Cold Storage
51a-h | 061104 | CS-1 Tank and Pump Package - ESFR Cold Stroage System | 2004-11-04 | .pdf | System | Cold Storage
51a-h | 061104 | CS-1 Tank and Pump Package - ESFR Cold Stroage System | 2005-06-01 | .pdf | System | Cold Storage
51a-h | 061104 | CS-1 Tank and Pump Package - ESFR Cold Stroage System | 2005-11-17 | .pdf | System | Cold Storage
51a-h | 061104 | CS-1 Tank and Pump Package - ESFR Cold Stroage System | 2006-09-28 | .pdf | System | Cold Storage
52a-d | 082005 | PN 4223 Pressure Supervisory Switch | 2005-08-01 | .pdf | System | Cold Storage
52a-d | 082005 | PN 4223 Pressure Supervisory Switch | 2006-02-06 | .pdf | System | Cold Storage
53a-b | 091905 | Model AV-1 Automatic Air/Vacuum Vent | 2005-11-01 | .pdf | System | Cold Storage
53a-b | 091905 | Model AV-1 Automatic Air/Vacuum Vent | 2006-02-16 | .pdf | System | Cold Storage
53a-b | 091905 | Model AV-1 Automatic Air/Vacuum Vent | 2006-09-28 | .pdf | System | Cold Storage
315a-d | 101405 | Single-Interlocked Pre-Primed Preaction System Controlled by Electric Release | 2005-12-16 | .pdf | System | Cold Storage
315a-d | 101405 | Single-Interlocked Pre-Primed Preaction System Controlled by Electric Release | 2007-08-03 | .pdf | System | Cold Storage

## Release Trim & Accessories
|  | OBSOLETE TECHNICAL DATA VALVES, SYSTEMS, AND DEVICES | The Viking Corporation 210 N. Industrial Park Drive Hastings, Michigan 49058 U.S.A. |  |  | Technical Services Toll-Free: 877-384-5464 Fax: 269-818-1680 Web Site: http://www.vikinggroupinc.com
Page Number | Form Number | Title | Issue Date | Link | Category | Section | Part Numbers
RELEASE TRIM & ACCESSORIES
215 | - | Standby Battery | 1979-08-01 | .pdf | Device | Release Trim & Accessories | 01414A, 01417A, 01412A, 01048A, 04894A, 04895A, 01415A, 01418A, 01413A, 01416A
216 | - | Solenoid Valve | 1979-08-01 | .pdf | Device | Release Trim & Accessories
217 | 121101 | Solenoid Replacement Chart | 2002-03-18 | .pdf | Device | Release Trim & Accessories
233 | - | Model B Deluge Panel, Dehydrator & Release Line Restriction Plug | 1972-04-01 | .pdf | Device | Release Trim & Accessories
235 | - | Model B-1 & B-2 Magnetic Bypass Valve | 1972-04-01 | .pdf | Device | Release Trim & Accessories
237 | - | Model D-3 Diaphragm Bypass Valve | 1972-04-01 | .pdf | Device | Release Trim & Accessories
239 | - | Model C-1 & C-2 Pressure Relieving Device | 1972-04-01 | .pdf | Device | Release Trim & Accessories
245 | - | Millisecond (Infra-Red) Detection System | 1972-04-01 | .pdf | Device | Release Trim & Accessories
- | 102591 | Par-3 Preaction/Deluge Control Panel | 1991-10-24 | .pdf | Device | Release Trim & Accessories | 07907, 07908
- | - | Par-3 User Manual | 1997-06-01 | .pdf | Device | Release Trim & Accessories
- | - | Par-3 User Manual | 1995-03-01 | .pdf | Device | Release Trim & Accessories
- | - | Par-3 User Manual | 1994-05-01 | .pdf | Device | Release Trim & Accessories
- | - | Par-3 User Manual | 1996-11-01 | .pdf | Device | Release Trim & Accessories
- | TB 4017 | Technical Bulletin - Protective Coatings on C-1 Thermostatic Releases | 1971-08-10 | .pdf | Bulletin | Release Trim & Accessories
- | TB 4025 | Technical Bulletin - Model C-1 Thermostatic Release Modifications | 1972-03-01 | .pdf | Bulletin | Release Trim & Accessories
121a-c | 051091 | Microfast Model M Fixed Temperature Release | 1991-07-31 | .pdf | Device | Release Trim & Accessories | 7848
208m-p | 042899 | Release Placement, Closed Structures | 2002-07-15 | .pdf | Device | Release Trim & Accessories
208q-v | 042999 | Release Placement, Open Structures | 2002-07-01 | .pdf | Device | Release Trim & Accessories
Announcement |  | Release Control Panel | 1979-12-10 | .pdf | Device | Release Trim & Accessories | 03986-D
209-211 | - | Model A-1 Release Control Panel | 1979-08-01 | .pdf | Device | Release Trim & Accessories | 03986-D
209-211 | - | Model A-1 Release Control Panel | 1980-05-01 | .pdf | Device | Release Trim & Accessories | 04689-A
209-211 | - | Model A-1 Release Control Panel | 1982-04-01 | .pdf | Device | Release Trim & Accessories | 04689-A
Bulletin |  | Model A-1 Release Control Panel | 1991-05-17 | .pdf | Device | Release Trim & Accessories
210a-f | 063092 | Model B-1 Release Control Panel | 1993-06-21 | .pdf | Device | Release Trim & Accessories | 07907, 07953, 07908
210a-f | 063092 | Model B-1 Release Control Panel | 2000-09-18 | .pdf | Device | Release Trim & Accessories | 07907, 07953, 07908
210a-f | 063092 | Model B-1 Release Control Panel | 2001-12-04 | .pdf | Device | Release Trim & Accessories | 07907, 07953, 07908
211a | 072292 | Par-3 Panel Power Calculations | 1993-06-21 | .pdf | Device | Release Trim & Accessories
211a-b | 072292 | Par-3 Panel Power Calculations | 2000-09-18 | .pdf | Device | Release Trim & Accessories
212a-d | 061789 | Model A-1 Release Control Panel | 1993-06-10 | .pdf | Device | Release Trim & Accessories | 03986D
Announcement |  | Battery Charger/Power Supply | 1979-12-10 | .pdf | Device | Release Trim & Accessories
Announcement |  | Battery Pack | 1979-12-10 | .pdf | Device | Release Trim & Accessories
213-214 | - | Model A-1 Battery Charger/Power Supply | 1979-08-01 | .pdf | Device | Release Trim & Accessories | 03982C, 04362C, 04402C, 04403C, 04363C, 04364C, 04404C, 04405C
215-216 | - | Standby Battery | 1985-12-01 | .pdf | Device | Release Trim & Accessories | 04564A
215-216 | 122188 | Standby Battery | 1988-12-21 | .pdf | Device | Release Trim & Accessories | 04564A
217-218 | 06566F | Solenoid Valve | 1986-02-01 | .pdf | Device | Release Trim & Accessories | 01412A, 04895A, 01048A, 01413A, 01415A
217-218 | 052689 | Solenoid Valve | 1989-05-26 | .pdf | Device | Release Trim & Accessories | 01412A, 04895A
217a-b | 052689 | Solenoid Valve | 1995-03-17 | .pdf | Device | Release Trim & Accessories | 01412A, 07832, 07833, 07830, 07834, 04895A, 07831, 07829
217a-b | 052689 | Solenoid Valve | 1996-03-07 | .pdf | Device | Release Trim & Accessories | 01412A, 07832, 07833, 07830, 07834, 04895A, 07831, 07829
217a-d | 052689 | High-Pressure Solenoid Valve | 1998-07-09 | .pdf | Device | Release Trim & Accessories | 01412A, 07832, 07833, 07830, 07834, 04895A, 07831, 07829
217a-e | 052689 | High-Pressure Solenoid Valve | 1999-04-29 | .pdf | Device | Release Trim & Accessories | 10199
217a-b | 052689 | High-Pressure Solenoid Valve | 2000-08-07 | .pdf | Device | Release Trim & Accessories | 10199, 10738, 10850, 10853
217a-e | 052689 | Solenoid Valves and High Pressure Solenoid Valves | 2000-01-17 | .pdf | Device | Release Trim & Accessories | 10199, 10738, 10850, 10853, 01412A, 07832, 07833, 07830, 07834, 04895A, 07831, 07829
217c-e | 020101 | Solenoid Valve | 2001-02-01 | .pdf | Device | Release Trim & Accessories | 01412A, 07832, 07833, 07830, 07834, 04895A, 07831, 07829
217c-e | 020101 | High-Pressure Solenoid Valve | 2002-05-20 | .pdf | Device | Release Trim & Accessories | 11601, 11602
217c-e | 020101 | High-Pressure Solenoid Valve | 2003-04-18 | .pdf | Device | Release Trim & Accessories
217g-j | 113001 | High-Pressure Solenoid Valve | 2002-03-25 | .pdf | Device | Release Trim & Accessories | 11591, 11592, 11593, 11594, 11595, 11596
226-7a-b | 081699 | Electric Release Module Easy Trim Chart | 2000-01-03 | .pdf | Trim | Release Trim & Accessories | 10830, 10831, 10832, 10809, 10810, 10811
226-7c | 081799 | Electric/Pneumatic Release Module Trim Chart DI with Easy Trim | 2000-01-03 | .pdf | Trim | Release Trim & Accessories | 10838, 10839, 10840
226-7c | 081799 | Electric/Pneumatic Release Module Trim Chart DI with Easy Trim | 2001-03-27 | .pdf | Trim | Release Trim & Accessories | 10838, 10839, 10840
226-7c | 081799 | Electric/Pneumatic Release Module Trim Chart DI with Easy Trim | 2001-08-13 | .pdf | Trim | Release Trim & Accessories | 10838, 10839, 10840
226-7d | 081799 | Pneumatic/Pneumatic Release Module Trim Chart DI with Easy Trim | 2000-01-03 | .pdf | Trim | Release Trim & Accessories | 10842, 10843, 10844
226-7d | 081799 | Pneumatic/Pneumatic Release Module Trim Chart DI with Easy Trim | 2001-03-27 | .pdf | Trim | Release Trim & Accessories | 10842, 10843, 10844
226-7d | 081799 | Pneumatic/Pneumatic Release Module Trim Chart DI with Easy Trim | 2001-08-13 | .pdf | Trim | Release Trim & Accessories | 10842, 10843, 10844
226a-b | 110894 | Electric & Pneumatic Release Module Conventional Trim Chart | 1994-12-09 | .pdf | Trim | Release Trim & Accessories | 09069, 09070
226a-b | 110894 | Electric & Pneumatic Release Module Conventional Trim Chart | 1996-06-27 | .pdf | Trim | Release Trim & Accessories | 09070, 09697, 09698, 09069, 09716, 09717
226a-b | 110894 | Electric & Pneumatic Release Module Conventional Trim Chart | 1997-11-24 | .pdf | Trim | Release Trim & Accessories | 09070, 09697, 09698, 09069, 09716, 09717
226a-b | 110894 | Electric & Pneumatic Release Module Conventional Trim Chart | 1998-08-20 | .pdf | Trim | Release Trim & Accessories | 09070, 09697, 09698, 09069, 09716, 09717
226c-d | 111094 | Release Module Trim Chart for DI Preaction | 1994-12-09 | .pdf | Trim | Release Trim & Accessories | 09314, 09315
226c-d | 111094 | Release Module Trim Chart for Electric/Pneumatic DI Preaction | 1996-06-27 | .pdf | Trim | Release Trim & Accessories | 09314, 09713, 09714, 09315
226c-d | 111094 | Release Module Trim Chart for Electric/Pneumatic DI Preaction | 1998-02-20 | .pdf | Trim | Release Trim & Accessories | 09314, 09713, 09714, 10372, 10376
226c-d | 111094 | Release Module Trim Chart for Electric/Pneumatic DI Preaction | 1998-07-30 | .pdf | Trim | Release Trim & Accessories | 09314, 09713, 09714, 10372, 10376
227-228 | - | Model C Pressure Operated Relief Valve | 1972-04-01 | .pdf | Device | Release Trim & Accessories
227-228 | - | Model C Pressure Operated Relief Valve | 1974-03-01 | .pdf | Device | Release Trim & Accessories | 1941
227-228 | - | Model C Pressure Operated Relief Valve | 1977-06-01 | .pdf | Device | Release Trim & Accessories | 1941A
227-228 | 012589 | Model C-1 Pressure Operated Relief Valve | 1989-01-25 | .pdf | Device | Release Trim & Accessories | 01936C
227a-b | 012589 | Model C-1 Pressure Operated Relief Valve | 1998-07-30 | .pdf | Device | Release Trim & Accessories | 01936C
227a-b | 012589 | Model C-1 Pressure Operated Relief Valve | 2003-04-13 | .pdf | Device | Release Trim & Accessories
228a-b | - | Strainer Orifice Check Valve | 1984-03-01 | .pdf | Device | Release Trim & Accessories | 05376B, 05587B
228a-b | 030489 | Strainer Orifice Check Valve | 1989-07-07 | .pdf | Device | Release Trim & Accessories | 06579B, 06580B
228a-b | 030489 | Model A-2 Strainer Orifice Check Valve | 1993-06-11 | .pdf | Device | Release Trim & Accessories | 06579B
229-230 | - | Model C-2 Automatic Air Compressor | 1972-04-01 | .pdf | Device | Release Trim & Accessories | 1101
229-230 | - | Model C-2 Automatic Air Compressor | 1977-06-01 | .pdf | Device | Release Trim & Accessories | 01101C
229-230 | - | Model C-2 Automatic Air Compressor | 1979-08-01 | .pdf | Device | Release Trim & Accessories | 01101C
229-230 | - | Model D-2 Automatic Air Compressor | 1981-10-01 | .pdf | Device | Release Trim & Accessories | 05004C
229-230 | - | Model D-2 Automatic Air Compressor | 1983-02-01 | .pdf | Device | Release Trim & Accessories | 05004C
233-234 | - | Model B-1 Deluge Panel | 1974-05-01 | .pdf | Device | Release Trim & Accessories | 1330
233-234 | - | Model B-1 Deluge Panel | 1977-06-01 | .pdf | Device | Release Trim & Accessories | 01330A
233-234 | - | Model B-1 Deluge Panel | 1983-04-01 | .pdf | Device | Release Trim & Accessories | 01287C
233-234 | - | Model B-2 Deluge Panel | 1984-01-01 | .pdf | Device | Release Trim & Accessories | 01287C
233a-b | 020790 | Model A-1 Release Line Air Supply Assembly | 1992-02-26 | .pdf | Device | Release Trim & Accessories | 7402
233a-b | 020790 | Model A-1 Release Line Air Supply Assembly | 1997-03-24 | .pdf | Device | Release Trim & Accessories | 7402
233a-b | 020790 | Model A-1 Release Line Air Supply Assembly | 1999-08-19 | .pdf | Device | Release Trim & Accessories | 7402
233a-b | 020790 | Model A-1 Release Line Air Supply Assembly | 2002-03-01 | .pdf | Device | Release Trim & Accessories
234a-c | 102991 | Release Line Air Supply (Explosion Proof/Watertight) | 1992-02-01 | .pdf | Device | Release Trim & Accessories
234a-c | 102991 | Release Line Air Supply (Explosion Proof/Watertight) | 1999-07-07 | .pdf | Device | Release Trim & Accessories | 01286A
234a-c | 102991 | Release Line Air Supply Assembly (Explosion Proof/ Watertight) | 2000-01-13 | .pdf | Device | Release Trim & Accessories | 01286A
234a-c | 102991 | Release Line Air Supply Assembly (Explosion Proof/ Watertight) | 2002-03-18 | .pdf | Device | Release Trim & Accessories | 01286A
235 | - | Model B-1 & B-2 Magnetic Bypass Valve | 1972-04-01 | .pdf | Device | Release Trim & Accessories
235-236 | - | Model B-1 & B-2 Magnetic Bypass Valve | 1974-04-01 | .pdf | Device | Release Trim & Accessories
235-236 | - | Model B-1 & B-2 Magnetic Bypass Valve | 1974-06-01 | .pdf | Device | Release Trim & Accessories | 02321, 02322, 02323, 02324, 02325, 02326, 02327, 02328
235-236 | - | Model B-1 & B-2 Magnetic Bypass Valve | 1977-07-01 | .pdf | Device | Release Trim & Accessories | 02321A, 02322A, 02323A, 02324A, 02325A, 02326A, 02327A, 02328A
237 | - | Model D-3 Diaphragm Bypass Valve | 1972-04-01 | .pdf | Device | Release Trim & Accessories
237-238 | - | Model E-1 Diaphragm Bypass | 1972-12-01 | .pdf | Device | Release Trim & Accessories | 2394
237-238 | - | Model E-1 Diaphragm Bypass | 1982-04-01 | .pdf | Device | Release Trim & Accessories | 02014C
237-238 | - | Model F-1 Pneumatic Actuator | 1984-03-01 | .pdf | Device | Release Trim & Accessories | 04743B
237-238 | 06327f | Model H-1 Pneumatic Actuator | 1986-09-01 | .pdf | Device | Release Trim & Accessories | 06459B
237-238 | 072589 | Model H-1 Pneumatic Actuator | 1989-07-25 | .pdf | Device | Release Trim & Accessories | 06459B
237a-b | 072589 | Model H-1 & R-1 Pneumatic Actuator | 1998-07-09 | .pdf | Device | Release Trim & Accessories | 06459B, 09733
237a-b | 072589 | Model H-1 & R-1 Pneumatic Actuator | 1998-08-20 | .pdf | Device | Release Trim & Accessories | 06459B, 09733
279a-b | 072589 | Model H-1 & R-1 Pneumatic Actuator | 2003-04-18 | .pdf | Device | Release Trim & Accessories
238a-b | 062299 | Model A-1 & A-2 Prime/Priming Shut-Off Valve (PSOV) | 1999-07-01 | .pdf | Device | Release Trim & Accessories | 10723, 10724
238a-b | 062299 | Model A-1 & A-2Prime/Priming Shut-Off Valve (PSOV) | 2001-07-23 | .pdf | Device | Release Trim & Accessories | 10723, 10724
239-240 | - | Model C-3 Pressure Relieving Device | 1976-07-01 | .pdf | Device | Release Trim & Accessories | 2854
239-240 | - | Model C-3 Pressure Relieving Device | 1977-06-01 | .pdf | Device | Release Trim & Accessories | 02854A
239-240 | - | Model C-3 Pressure Relieving Device | 1983-02-01 | .pdf | Device | Release Trim & Accessories | 03354C
239a-d | 042392 | Model A-1 Pressure Operated Shut Off Valve | 1992-05-03 | .pdf | Device | Release Trim & Accessories | 8065
239a-d | 042392 | Model B-1 Pressure Operated Shut Off Valve | 1992-08-25 | .pdf | Device | Release Trim & Accessories | 8137
239a-d | 042392 | Model B-1 Pressure Operated Shut Off Valve | 1993-06-11 | .pdf | Device | Release Trim & Accessories | 8137
241-241c | 053189 | Model C-1 Thermostatic Release | 1989-07-25 | .pdf | Device | Release Trim & Accessories | 01432C
241-242 | - | Model C-1 Thermostatic Release | 1972-04-01 | .pdf | Device | Release Trim & Accessories
241-242 | - | Model C-1 Thermostatic Release | 1972-10-01 | .pdf | Device | Release Trim & Accessories | 1432
241-242 | - | Model C-1 Thermostatic Release | 1977-07-01 | .pdf | Device | Release Trim & Accessories | 01472A
241-242 | - | Model C-1 Thermostatic Release | 1979-02-01 | .pdf | Device | Release Trim & Accessories | 01472A
241-242 | - | Model C-1 Thermostatic Release | 1982-04-01 | .pdf | Device | Release Trim & Accessories | 01472A
241-242 | - | Model C-1 Thermostatic Release | 1983-06-01 | .pdf | Device | Release Trim & Accessories | 01432C
241a-d | 053189 | Model C-1 Thermostatic Release | 1995-03-15 | .pdf | Device | Release Trim & Accessories | 01432C, 05006A
241a-d | 053189 | Model C-1 Thermostatic Release | 1999-04-29 | .pdf | Device | Release Trim & Accessories | 01432C, 05006A
241a-d | 053189 | Model C-1 Thermostatic Release | 2002-03-15 | .pdf | Device | Release Trim & Accessories
241e-h | 060189 | Model C-2 Thermostatic Release | 1995-03-15 | .pdf | Device | Release Trim & Accessories | 03991C
241e-h | 060189 | Model C-2 Thermostatic Release | 1999-01-25 | .pdf | Device | Release Trim & Accessories | 03991C, 10367
241e-h | 060189 | Model C-2 Thermostatic Release | 1999-04-29 | .pdf | Device | Release Trim & Accessories | 03991C, 10367
241e-h | 060189 | Model C-2 Thermostatic Release | 2002-03-15 | .pdf | Device | Release Trim & Accessories | 03991C, 10367
242a | 032595 | Thermostatic Release Accessories | 1995-03-25 | .pdf | Device | Release Trim & Accessories | 02944A, 01714A
242a | 032595 | Thermostatic Release Accessories | 1996-03-14 | .pdf | Device | Release Trim & Accessories | 02944A, 01714A
242a | 032595 | Thermostatic Release Accessories | 2000-01-13 | .pdf | Device | Release Trim & Accessories | 02944A, 01714A
242a-b | - | C-1 Thermostatic Release Weather Hood | 1973-05-01 | .pdf | Device | Release Trim & Accessories
242b | TB 4043 | Technical Bulletin for C-1 Thermostatic Release Systems using Bottled Gas | 1975-01-01 | .pdf | Bulletin | Release Trim & Accessories
242c-d | 070802 | C-1 Thermostatic Release Weather Hood | 1995-03-25 | .pdf | Device | Release Trim & Accessories
243-244 | - | Model C-1 Emergency Release | 1972-04-01 | .pdf | Device | Release Trim & Accessories | 1553
243-244 | - | Model C-1 Emergency Release | 1982-09-01 | .pdf | Device | Release Trim & Accessories | 01553C
243a-b | 101989 | Model C-1 Emergency Release | 1993-11-09 | .pdf | Device | Release Trim & Accessories | 01553C
243a-b | 101989 | Model C-2 & C-3 Emergency Release | 1998-07-20 | .pdf | Device | Release Trim & Accessories | 09387, 09734
243a-b | 101989 | Model C-1, C-2, & C-3 Emergency Release | 1998-09-30 | .pdf | Device | Release Trim & Accessories | 01553C, 09387, 09734
243a-b | 101989 | Model C-1, C-2, & C-3 Emergency Release | 2000-03-28 | .pdf | Device | Release Trim & Accessories | 01553C, 09387, 09734
245-245c | - | Model C-2 Thermostatic Release | 1981-08-01 | .pdf | Device | Release Trim & Accessories | 03998A
245a-d | 060189 | Model C-2 Thermostatic Release | 1989-06-01 | .pdf | Device | Release Trim & Accessories | 03998A
246a-c | 051091 | Microfast Model M Fixed Temperature Release | 1992-02-24 | .pdf | Device | Release Trim & Accessories | 7848
246a-c | 051091 | Microfast Model M Fixed Temperature Release | 1998-07-16 | .pdf | Device | Release Trim & Accessories | 7848
246a-c | 051091 | MicrofastHP Fixed Temperature Release | 2000-11-01 | .pdf | Device | Release Trim & Accessories | 07848, VK800
246a-c | 051091 | MicrofastHP Fixed Temperature Release | 2003-04-01 | .pdf | Device | Release Trim & Accessories
247-248 | - | Model B Release Line Accelerator | 1973-10-01 | .pdf | Device | Release Trim & Accessories
247-248 | - | Model B-1 Release Line Accelerator | 1977-06-01 | .pdf | Device | Release Trim & Accessories | 03220A
268a-b | 111094 | Release Module Trim Chart for DI Preaction | 2003-04-18 | .pdf | Trim | Release Trim & Accessories
269-277 | - | Release Placement - Closed/Open Structures | 1977-06-01 | .pdf | Device | Release Trim & Accessories
269a-d | 042899 | Release Placement - Closed Structures | 1999-06-21 | .pdf | Device | Release Trim & Accessories
207a-d | 042899 | Release Placement - Closed Structures | 2003-04-18 | .pdf | Device | Release Trim & Accessories
270a-b | 042999 | Release Placement - Open Structures | 1999-06-01 | .pdf | Device | Release Trim & Accessories
207g-l | 042999 | Release Placement - Open Structures | 2003-04-18 | .pdf | Device | Release Trim & Accessories
270a-f | 063092 | Model B-1 Release Control Panel | 2003-04-18 | .pdf | Device | Release Trim & Accessories | 07907, 07953, 07908
270a-f | 063092 | Model B-1 Release Control Panel | 2004-01-05 | .pdf | Device | Release Trim & Accessories | 07907, 07953, 07908
270a-f | 063092 | Model B-1 Release Control Panel | 2006-08-01 | .pdf | Device | Release Trim & Accessories
270a-h | 063092 | Model B-1 Release Control Panel | 2007-01-12 | .pdf | Device | Release Trim & Accessories
271a-b | 072292 | Par-3 Panel Power Calculations | 2003-04-01 | .pdf | Device | Release Trim & Accessories
271a-b | 072292 | Par-3 Panel Power Calculations | 2005-12-14 | .pdf | Device | Release Trim & Accessories
272a | 121101 | Solenoid Valve Replacement Chart | 2003-04-18 | .pdf | Device | Release Trim & Accessories
273a-c | 020101 | High Pressure Solenoid Valve | 2003-04-18 | .pdf | Device | Release Trim & Accessories
273a-c | 020101 | High Pressure Solenoid Valve | 2005-12-14 | .pdf | Device | Release Trim & Accessories
273a-c | 020101 | High Pressure Solenoid Valve | 2006-09-07 | .pdf | Device | Release Trim & Accessories
273a-c | 020101 | High Pressure Solenoid Valve | 2007-01-19 | .pdf | Device | Release Trim & Accessories
273a-c | 020101 | High Pressure Solenoid Valve | 2007-09-05 | .pdf | Device | Release Trim & Accessories
273a-c | 020101 | High Pressure Solenoid Valve | 2012-02-17 | .pdf | Device | Release Trim & Accessories
273a-c | 020101 | High Pressure Solenoid Valve | 2012-08-26 | .pdf | Device | Release Trim & Accessories
273a-c | 020101 | High Pressure Solenoid Valve | 2013-04-18 | .pdf | Device | Release Trim & Accessories
274a-d | 113001 | High Pressure Solenoid Valve | 2003-04-18 | .pdf | Device | Release Trim & Accessories
274a-c | 113001 | High Pressure Solenoid Valve | 2006-10-19 | .pdf | Device | Release Trim & Accessories
275a-b | 012589 | PORV | 2006-02-23 | .pdf | Device | Release Trim & Accessories
275a-b | 012589 | PORV | 2006-03-30 | .pdf | Device | Release Trim & Accessories
275a-b | 012589 | PORV | 2006-08-17 | .pdf | Device | Release Trim & Accessories
275a-b | 012589 | PORV | 2007-11-30 | .pdf | Device | Release Trim & Accessories
275a-b | 012589 | PORV | 2008-04-04 | .pdf | Device | Release Trim & Accessories
275a-b | 012589 | Model C-1 Pressure Operated Relief Valve (PORV) | 2009-07-31 | .pdf | Device | Release Trim & Accessories
275a-b | 012589 | Model C-1 Pressure Operated Relief Valve (PORV) | 2010-04-23 | .pdf | Device | Release Trim & Accessories
276a-b | 042089 | Dehydrator | 1999-07-07 | .pdf | Device | Release Trim & Accessories
276a-b | 042089 | Dehydrator | 2001-05-02 | .pdf | Device | Release Trim & Accessories
276a-b | 042089 | Dehydrator | 2003-04-18 | .pdf | Device | Release Trim & Accessories
276a-b | 042089 | Dehydrator | 2006-02-23 | .pdf | Device | Release Trim & Accessories
276a-b | 042089 | Dehydrator | 2006-08-24 | .pdf | Device | Release Trim & Accessories
277a-b | 020790 | Model A-1 Release Line Air Supply Assembly | 2003-04-18 | .pdf | Device | Release Trim & Accessories
277a | 020790 | Restriction Assembly | 2008-10-10 | .pdf | Device | Release Trim & Accessories | 02902b
278a-c | 102991 | Release Line Air Supply Assembly (Explosion-Proof/Watertight) | 2003-04-18 | .pdf | Device | Release Trim & Accessories
278a-c | 102991 | Release Line Air Supply Assembly (Explosion-Proof/Watertight) | 2007-11-02 | .pdf | Device | Release Trim & Accessories
278a-c | 102991 | Release Line Air Supply Assembly (Explosion-Proof/Watertight) | 2009-04-17 | .pdf | Device | Release Trim & Accessories
279a-b | 072589 | Model H-1 & R-1 Pneumatic Actuator | 2003-04-18 | .pdf | Device | Release Trim & Accessories | 06459B, 09733
279a-b | 072589 | Model H-1 & R-1 Pneumatic Actuator | 2004-06-29 | .pdf | Device | Release Trim & Accessories | 06459B, 09733
279a-b | 072589 | Model H-1 & R-1 Pneumatic Actuator | 2006-03-01 | .pdf | Device | Release Trim & Accessories | 06459B, 09733
279a-b | 072589 | Model H-1 & R-1 Pneumatic Actuator | 2006-08-17 | .pdf | Device | Release Trim & Accessories | 06459B, 09733
279a-b | 072589 | Model H-1 & R-1 Pneumatic Actuator | 2007-11-30 | .pdf | Device | Release Trim & Accessories | 06459B, 09733
238a-b | 062299 | Model A-1 & A-2 Priming Shut-Off Valve | 2001-07-23 | .pdf | Device | Release Trim & Accessories
280a-b | 062299 | Model A-1 & A-2 Priming Shut-Off Valve | 2003-04-18 | .pdf | Device | Release Trim & Accessories
280a-b | 062299 | Model A-1 & A-2 Priming Shut-Off Valve | 2006-08-17 | .pdf | Device | Release Trim & Accessories
281a-d | 053189 | Model C-1 Thermostatic Release | 2003-04-18 | .pdf | Device | Release Trim & Accessories
281a-e | 053189 | Model C-1 Thermostatic Release | 2006-08-17 | .pdf | Device | Release Trim & Accessories
281a-e | 053189 | Model C-1 Thermostatic Release | 2007-11-30 | .pdf | Device | Release Trim & Accessories
281a-e | 053189 | Model C-1 Thermostatic Release | 2008-04-04 | .pdf | Device | Release Trim & Accessories
281a-e | 053189 | Model C-1 Thermostatic Release | 2008-10-10 | .pdf | Device | Release Trim & Accessories | 01432C, 05006A
282a-d | 060189 | Model C-2 Thermostatic Release | 2003-04-18 | .pdf | Device | Release Trim & Accessories
282a-e | 060189 | Model C-2 Thermostatic Release | 2006-08-17 | .pdf | Device | Release Trim & Accessories
282a-e | 060189 | Model C-2 Thermostatic Release | 2007-11-30 | .pdf | Device | Release Trim & Accessories
282a-e | 060189 | Model C-2 Thermostatic Release | 2008-04-04 | .pdf | Device | Release Trim & Accessories
282a-e | 060189 | Model C-2 Thermostatic Release | 2009-12-04 | .pdf | Device | Release Trim & Accessories | 03991C, 10367
283a-b | 032595 | Thermostatic Release Accessories | 2003-04-18 | .pdf | Device | Release Trim & Accessories
283a | 032595 | Thermostatic Release Accessories | 2004-02-10 | .pdf | Device | Release Trim & Accessories
283a | 032595 | Thermostatic Release Accessories | 2008-10-10 | .pdf | Device | Release Trim & Accessories | 02944A, 01714A, 09574, 09575, 09576, 09577, 09578, 09579, 09580, 09581, 09582, 09583, 09584
284a-b | 070802 | Thermostatic Release Weather Hood Plan | 1995-03-25 | .pdf | Device | Release Trim & Accessories
284a-b | 070802 | Thermostatic Release Weather Hood Plan | 2003-04-18 | .pdf | Device | Release Trim & Accessories
285a-b | 101989 | Emergency Release | 2003-04-01 | .pdf | Device | Release Trim & Accessories
285a-c | 101989 | Emergency Release | 2006-08-17 | .pdf | Device | Release Trim & Accessories
285a-c | 101989 | Emergency Release | 2007-01-19 | .pdf | Device | Release Trim & Accessories
286a-c | 051091 | Fixed Temperature Release | 2004-03-19 | .pdf | Device | Release Trim & Accessories
286a-c | 051091 | Fixed Temperature Release | 2007-06-15 | .pdf | Device | Release Trim & Accessories
287a-b | 012207 | Pressure Operated Relief Valve (PORV) Models D-1 and D-2 | 2007-03-02 | .pdf | Device | Release Trim & Accessories
287a-b | 012207 | Pressure Operated Relief Valve (PORV) Models D-1 and D-2 | 2007-07-06 | .pdf | Device | Release Trim & Accessories
287a-b | 012207 | Pressure Operated Relief Valve (PORV) Models D-1 and D-2 | 2007-11-30 | .pdf | Device | Release Trim & Accessories
287a-b | 012207 | Pressure Operated Relief Valve (PORV) Models D-1 and D-2 | 2008-09-12 | .pdf | Device | Release Trim & Accessories | 13598, 13858
287a-b | 012207 | Pressure Operated Relief Valve (PORV) Models D-1 and D-2 | 2010-01-15 | .pdf | Device | Release Trim & Accessories | 13598, 13858
287a-b | 012207 | Pressure Operated Relief Valve (PORV) Models D-1 and D-2 | 2010-11-05 | .pdf | Device | Release Trim & Accessories | 13598, 13858
287e-f | 022211 | Pressure Operated Relief Valve (PORV) Models D-3 and D-4 | 2011-02-25 | .pdf | Device | Release Trim & Accessories | 16970, 16971
288a-c | 121307 | Pressure Operated Relief Valve (PORV) Upgrade Kit Model C-1 to D-1/D-2 | 2008-01-18 | .pdf | Device | Release Trim & Accessories
290a-h | 041307 | VFR-400 Multi-Hazard Release Control Panel | 2008-02-22 | .pdf | Device | Release Trim & Accessories
290a-h | 041307 | VFR-400 Multi-Hazard Release Control Panel | 2008-08-01 | .pdf | Device | Release Trim & Accessories | 14152
290a-h | 041307 | VFR-400 Multi-Hazard Release Control Panel | 2008-10-10 | .pdf | Device | Release Trim & Accessories | 14152
290a-h | 041307 | VFR-400 Multi-Hazard Release Control Panel | 2009-01-19 | .pdf | Device | Release Trim & Accessories | 14152
290a-h | 041307 | VFR-400 Multi-Hazard Release Control Panel | 2011-04-01 | .pdf | Device | Release Trim & Accessories | 14152, 14152-1
290a-h | 041307 | VFR-400 Multi-Hazard Release Control Panel | 2012-01-27 | .pdf | Device | Release Trim & Accessories | 14152, 14152-1
290a-h | 041307 | VFR-400 Multi-Hazard Release Control Panel | 2013-05-03 | .pdf | Device | Release Trim & Accessories | 14152, 14152-1
290a-h | 041307 | VFR-400 Multi-Hazard Release Control Panel | 2013-11-25 | .pdf | Device | Release Trim & Accessories | 14152, 14152-1
270a-h | 063092 | Model B-1 Release Control Panel | 2007-01-12 | .pdf | Device | Release Trim & Accessories
F-27 | - | Air Compressor Unit | 1957-01-01 | .pdf | Device | Release Trim & Accessories
F-28 | - | Deluge Panel | 1957-01-01 | .pdf | Device | Release Trim & Accessories
F-29 | - | Diaphragm Relief Valve | 1957-01-01 | .pdf | Device | Release Trim & Accessories
F-30 | - | Release Line Accelerator | 1957-01-01 | .pdf | Device | Release Trim & Accessories
F-31 | - | Emergency Trip Valve | 1957-01-01 | .pdf | Device | Release Trim & Accessories
F-32 | - | Model A Remote Control | 1957-01-01 | .pdf | Device | Release Trim & Accessories
F-33 | - | Model B Remote Control | 1957-01-01 | .pdf | Device | Release Trim & Accessories
F-34 | - | Magnetic Bypass Valve for use on Electric Release | 1957-01-01 | .pdf | Device | Release Trim & Accessories
F-35 | - | Dehydrator for Model B Release Systems | 1957-01-01 | .pdf | Device | Release Trim & Accessories
F-36 | - | Type B Release Line Hanger | 1957-01-01 | .pdf | Device | Release Trim & Accessories
F-37 | - | Model A & B Drop Weight Release | 1957-01-01 | .pdf | Device | Release Trim & Accessories
F-3-F-7 | - | Model A & B Thermostatic Release | 1957-01-01 | .pdf | Device | Release Trim & Accessories
F-7-F-8 | - | Model A-4 & A-5 Thermostatic Releases | 1961-01-01 | .pdf | Device | Release Trim & Accessories
G-7 | - | Model C1 Release | 1967-04-01 | .pdf | Device | Release Trim & Accessories
G-10 - G-11 | - | Model A & B-2 Remote Control | 1966-10-01 | .pdf | Device | Release Trim & Accessories
G-11 | - | Model B-2 Remote Control | 1970-12-01 | .pdf | Device | Release Trim & Accessories
G-12 | - | Millisecond Optical (Infra-Red) Detection System | 1966-10-01 | .pdf | Device | Release Trim & Accessories
G-1 - G-8 | - | Model A & B Thermostatic Release | 1966-10-01 | .pdf | Device | Release Trim & Accessories
G-9 | - | Model B-1 & B-2 Emergency Trip Valve | 1966-10-01 | .pdf | Device | Release Trim & Accessories
G-8 | - | Model C1 Release Setting Instructions and Operation Indicator | 1969-12-01 | .pdf | Device | Release Trim & Accessories
G-9a - G-10a | - | Model C-1 Emergency Release | 1970-10-01 | .pdf | Device | Release Trim & Accessories
H-10 | - | Model A & B Automatic Air Compressor | 1966-10-01 | .pdf | Device | Release Trim & Accessories
H-10 - H-11 | - | Model C-2 Automatic Air Compressor | 1971-12-01 | .pdf | Device | Release Trim & Accessories | 1101
H-11 | - | Model A Deluge Panel | 1966-10-01 | .pdf | Device | Release Trim & Accessories
H-12 | - | Model C Air Compressor Unit | 1966-10-01 | .pdf | Device | Release Trim & Accessories
H-13 | - | Model B Deluge Panel | 1966-10-01 | .pdf | Device | Release Trim & Accessories
H-13 | - | Model B Dehydrator & Release Line Restriction Plug | 1966-10-01 | .pdf | Device | Release Trim & Accessories
H-13 - H-14 | - | Dehydrator | 1971-07-01 | .pdf | Device | Release Trim & Accessories | 1126
H-14 | - | Model A-1 & A-2 Magnetic Bypass Valve | 1966-10-01 | .pdf | Device | Release Trim & Accessories
H-15 | - | Model B-1 & B-2 Magnetic Bypass Valve | 1966-10-01 | .pdf | Device | Release Trim & Accessories
H-16 | - | Diaphragm Bypass | 1969-06-01 | .pdf | Device | Release Trim & Accessories
H-1 - H-4 | - | Rate of Rise and Fixed Temperature Fire Door Release | 1957-01-01 | .pdf | Device | Release Trim & Accessories
H-5 | - | Model C-1 Pressure Operated Relief Valve | 1966-10-01 | .pdf | Device | Release Trim & Accessories
H-6 | - | Model B & Model D-2 Diaphragm Bypass Valve | 1966-10-01 | .pdf | Device | Release Trim & Accessories
H-6 - H-7 | - | Model B & Model D-2 Diaphragm Bypass Valve and Model A Diaphragm Relief Valve | 1969-04-01 | .pdf | Device | Release Trim & Accessories
H-7 | - | Model A Diaphragm Relief Valve | 1966-10-01 | .pdf | Device | Release Trim & Accessories
H-7 | - | Model A Restricted Orifice Assembly | 1966-10-01 | .pdf | Device | Release Trim & Accessories
H-8 | - | Model B Release Line Accelerator | 1966-10-01 | .pdf | Device | Release Trim & Accessories
H-9 | - | Model B Pressure Relieving Device | 1966-10-01 | .pdf | Device | Release Trim & Accessories
H-9 | - | Model B Pressure Relieving Device | 1969-04-01 | .pdf | Device | Release Trim & Accessories
VEN 26 - 30 | - | VEN C-1 Release | 1977-01-01 | .pdf | Device | Release Trim & Accessories
VEN 30 - 33 | - | VEN PORV | 1977-01-01 | .pdf | Device | Release Trim & Accessories
VEN 36 - 38 | - | VEN E-1 Diaphragm Bypass | 1977-03-01 | .pdf | Device | Release Trim & Accessories
VEN 39 - 41 | - | VEN Air Supply | 1977-04-01 | .pdf | System | Release Trim & Accessories
VEN 41 - 42 | - | VEN Magnetic Bypass | 1977-05-01 | .pdf | Device | Release Trim & Accessories

## Multi Jet Controls
|  | OBSOLETE TECHNICAL DATA VALVES, SYSTEMS, AND DEVICES | The Viking Corporation 210 N. Industrial Park Drive Hastings, Michigan 49058 U.S.A. |  |  | Technical Services Toll-Free: 877-384-5464 Fax: 269-818-1680 Web Site: http://www.vikinggroupinc.com
Page Number | Form Number | Title | Issue Date | Link | Category | Section | Part Numbers
MULTI JET CONTROLS
35a-f | 102010 | Multi Jet Control (MJC) Heat or Electrically Activated with 3 mm or 5 mm glass bulb | 2011-05-25 | .pdf | MJC | Multi Jet Controls | 16753, 16992, 16757, 16994, 16751, 16991, 16755, 16993
35a-f | 102010 | Multi Jet Control (MJC) Heat or Electrically Activated with 3 mm or 5 mm glass bulb | 2011-08-12 | .pdf | MJC | Multi Jet Controls | 16753, 16992, 16757, 16994, 16751, 16991, 16755, 16993
35a-f | 102010 | Multi Jet Control (MJC) Heat or Electrically Activated with 3 mm or 5 mm glass bulb | 2012-02-03 | .pdf | MJC | Multi Jet Controls | 16753, 16992, 16757, 16994, 16751, 16991, 16755, 16993
35a-f | 102010 | Multi Jet Control (MJC) Heat or Electrically Activated with 3 mm or 5 mm glass bulb | 2012-07-26 | .pdf | MJC | Multi Jet Controls | 16992, 16994, 16991, 16993

## Deluge & Preaction Valves
|  | OBSOLETE TECHNICAL DATA VALVES, SYSTEMS, AND DEVICES | The Viking Corporation 210 N. Industrial Park Drive Hastings, Michigan 49058 U.S.A. |  |  | Technical Services Toll-Free: 877-384-5464 Fax: 269-818-1680 Web Site: http://www.vikinggroupinc.com
Page Number | Form Number | Title | Issue Date | Link | Category | Section | Part Numbers
DELUGE & PREACTION VALVES
220 | TB 4029 | Technical Bulletin 6" Model D-5 Deluge Valve | 1973-03-01 | .pdf | Bulletin | Deluge & Preaction Valves
221 | - | Model D-4 Deluge Valve | 1972-04-01 | .pdf | Valve | Deluge & Preaction Valves
- | TB 4056 | Technical Bulletin Deluge & Firecycle Valves | 1980-07-01 | .pdf | Bulletin | Deluge & Preaction Valves
209a-f | 031797 | 1-1/2" Model E-3 Deluge Valve | 2003-04-18 | .pdf | Valve | Deluge & Preaction Valves
209a-f | 031797 | 1-1/2" Model E-3 Deluge Valve | 2006-01-13 | .pdf | Valve | Deluge & Preaction Valves
209a-f | 031797 | 1-1/2" Model E-3 Deluge Valve | 2006-08-10 | .pdf | Valve | Deluge & Preaction Valves
209a-f | 031797 | 1-1/2" Model E-3 Deluge Valve | 2007-07-01 | .pdf | Valve | Deluge & Preaction Valves
209a-f | 031797 | 1-1/2" Model E-3 Deluge Valve | 2007-11-30 | .pdf | Valve | Deluge & Preaction Valves
209a-f | 031797 | 1-1/2" Model E-3 Deluge Valve | 2009-12-04 | .pdf | Valve | Deluge & Preaction Valves | 09889, 10692, 10859, 10638
209a-i | 031797 | 1-1/2" Model E-3 Deluge Valve | 2010-07-30 | .pdf | Valve | Deluge & Preaction Valves | 09889, 10692, 10859, 10638
210a-f | 052996 | 2" Model E-1 Deluge Valve | 2003-04-18 | .pdf | Valve | Deluge & Preaction Valves
210a-f | 052996 | 2" Model E-1 Deluge Valve | 2006-01-13 | .pdf | Valve | Deluge & Preaction Valves
210a-g | 052996 | 2" Model E-1 Deluge Valve | 2007-01-19 | .pdf | Valve | Deluge & Preaction Valves
210a-g | 052996 | 2" Model E-1 Deluge Valve | 2007-07-01 | .pdf | Valve | Deluge & Preaction Valves
210a-h | 052996 | 2" Model E-1 Deluge Valve | 2007-11-30 | .pdf | Valve | Deluge & Preaction Valves
210a-h | 052996 | 2" Model E-1 Deluge Valve | 2009-12-04 | .pdf | Valve | Deluge & Preaction Valves | 05852C
210a-h | 052996 | 2" Model E-1 Deluge Valve | 2010-07-30 | .pdf | Valve | Deluge & Preaction Valves | 05852C
211a-h | 053096 | 3", 4" & 6" Model E-1 Deluge Valve | 2003-04-18 | .pdf | Valve | Deluge & Preaction Valves
211a-h | 053096 | 3", 4" & 6" Model E-1 Deluge Valve | 2006-01-13 | .pdf | Valve | Deluge & Preaction Valves
211a-i | 053096 | 3", 4" & 6" Model E-1 Deluge Valve | 2006-08-10 | .pdf | Valve | Deluge & Preaction Valves
211a-h | 053096 | 3", 4" & 6" Model E-1 Deluge Valve | 2006-11-02 | .pdf | Valve | Deluge & Preaction Valves
211a-h | 053096 | 3", 4" & 6" Model E-1 Deluge Valve | 2007-07-01 | .pdf | Valve | Deluge & Preaction Valves
211a-h | 053096 | 3", 4" & 6" Model E-1 Deluge Valve | 2007-11-30 | .pdf | Valve | Deluge & Preaction Valves
211a-h | 053096 | 3", 4" & 6" Model E-1 Deluge Valve | 2009-12-04 | .pdf | Valve | Deluge & Preaction Valves | 05456C, 05912C, 05906C, 05909C, 05835C, 05839C, 05456C, 07136, 08626, 08629, 08631, 09539, 09540
211a-h | 053096 | 3", 4" & 6" Model E-1 Deluge Valve | 2010-07-30 | .pdf | Valve | Deluge & Preaction Valves | 05456C, 05912C, 05906C, 05909C, 05835C, 05839C, 05456C, 07136, 08626, 08629, 08631, 09539, 09540
212a-g | 080499 | 1-1/2" Halar Coated E-4 Deluge Valve | 2003-04-18 | .pdf | Valve | Deluge & Preaction Valves
212a-g | 080499 | 1-1/2" Halar Coated E-4 Deluge Valve | 2006-01-17 | .pdf | Valve | Deluge & Preaction Valves
212a-g | 080499 | 1-1/2" Halar Coated E-4 Deluge Valve | 2006-08-17 | .pdf | Valve | Deluge & Preaction Valves
212a-g | 080499 | 1-1/2" Halar Coated E-4 Deluge Valve | 2007-07-01 | .pdf | Valve | Deluge & Preaction Valves
212a-h | 080499 | 1-1/2" Halar Coated E-4 Deluge Valve | 2007-11-30 | .pdf | Valve | Deluge & Preaction Valves
212a-j | 080499 | 1-1/2" Halar Coated E-4 Deluge Valve | 2009-12-04 | .pdf | Valve | Deluge & Preaction Valves | 09890Q/B, 10692, 10859, 10638
212a-j | 080499 | 1-1/2" Halar Coated E-4 Deluge Valve | 2010-07-30 | .pdf | Valve | Deluge & Preaction Valves | 09890Q/B, 10692, 10859, 10638
213a-h | 070292 | 2”-6” Halar Coated E-2 Deluge Valve | 2003-04-18 | .pdf | Valve | Deluge & Preaction Valves
213a-h | 070292 | 2”-6” Halar Coated E-2 Deluge Valve | 2006-01-13 | .pdf | Valve | Deluge & Preaction Valves
213a-h | 070292 | 2”-6” Halar Coated E-2 Deluge Valve | 2007-02-09 | .pdf | Valve | Deluge & Preaction Valves
213a-h | 070292 | 2”-6” Halar Coated E-2 Deluge Valve | 2007-07-01 | .pdf | Valve | Deluge & Preaction Valves
213a-h | 070292 | 2”-6” Halar Coated E-2 Deluge Valve | 2007-11-30 | .pdf | Valve | Deluge & Preaction Valves
213a-k | 070292 | 2”-6” Halar Coated E-2 Deluge Valve | 2009-12-04 | .pdf | Valve | Deluge & Preaction Valves | 08361Q/B, 08362Q/B, 08363Q/B, 08364Q/B, 11064Q/B, 11065Q/B, 11001Q/B
213a-l | 070292 | 2”-6” Halar Coated E-2 Deluge Valve | 2010-07-30 | .pdf | Valve | Deluge & Preaction Valves | 08361Q/B, 08362Q/B, 08363Q/B, 08364Q/B, 11064Q/B, 11065Q/B, 11001Q/B
214a-g | 040104 | 1-1/2" & 2" Model F-1 Deluge Valve | 2004-04-01 | .pdf | Valve | Deluge & Preaction Valves
214a-f | 040104 | 1-1/2" & 2" Model F-1 Deluge Valve | 2006-01-16 | .pdf | Valve | Deluge & Preaction Valves
214a-i | 040104 | 1-1/2" & 2" Model F-1 Deluge Valve | 2007-02-09 | .pdf | Valve | Deluge & Preaction Valves
214a-f | 040104 | 1-1/2" & 2" Model F-1 Deluge Valve | 2007-07-01 | .pdf | Valve | Deluge & Preaction Valves
214a-f | 040104 | 1-1/2" & 2" Model F-1 Deluge Valve | 2007-11-30 | .pdf | Valve | Deluge & Preaction Valves
214a-h | 040104 | 1-1/2" & 2" Model F-1 Straight Through Deluge Valve | 2008-08-01 | .pdf | Valve | Deluge & Preaction Valves | 12125, 12126, 12682, 12057, 12059, 12686
214a-h | 040104 | 1-1/2" & 2" Model F-1 Straight Through Deluge Valve | 2009-02-27 | .pdf | Valve | Deluge & Preaction Valves | 12125, 12126, 12682, 12057, 12059, 12686
214a-h | 040104 | 1-1/2" & 2" Model F-1 Straight Through Deluge Valve | 2009-12-04 | .pdf | Valve | Deluge & Preaction Valves | 12125, 12126, 12682, 12057, 12059, 12686
215a-f | 040204 | 1-1/2" & 2" Model F-2 Halar Deluge Valve | 2004-04-02 | .pdf | Valve | Deluge & Preaction Valves
215a-f | 040204 | 1-1/2" & 2" Model F-2 Halar Deluge Valve | 2006-05-25 | .pdf | Valve | Deluge & Preaction Valves
215a-j | 040204 | 1-1/2" & 2" Model F-2 Halar Deluge Valve | 2007-02-09 | .pdf | Valve | Deluge & Preaction Valves
215a-j | 040204 | 1-1/2" & 2" Model F-2 Halar Deluge Valve | 2007-07-05 | .pdf | Valve | Deluge & Preaction Valves
215a-j | 040204 | 1-1/2" & 2" Model F-2 Halar Deluge Valve | 2007-08-01 | .pdf | Valve | Deluge & Preaction Valves
215a-j | 040204 | 1-1/2" & 2" Model F-2 Halar Deluge Valve | 2007-11-30 | .pdf | Valve | Deluge & Preaction Valves
215a-j | 040204 | 1-1/2" & 2" Model F-2 Halar Coated Straight Through Deluge Valve | 2008-08-01 | .pdf | Valve | Deluge & Preaction Valves | 12127Q/B, 12058Q/B
215a-j | 040204 | 1-1/2" & 2" Model F-2 Halar Coated Straight Through Deluge Valve | 2009-02-27 | .pdf | Valve | Deluge & Preaction Valves | 12127Q/B, 12058Q/B
215a-j | 040204 | 1-1/2" & 2" Model F-2 Halar Coated Straight Through Deluge Valve | 2009-12-04 | .pdf | Valve | Deluge & Preaction Valves | 12127Q/B, 12058Q/B
218a-d | 020489 | Model E-1 Deluge Valve | 1989-11-09 | .pdf | Valve | Deluge & Preaction Valves | 04600-C
218a-d | - | 1-1/2" Model E-1 Deluge Valve | 1986-10-01 | .pdf | Valve | Deluge & Preaction Valves | 04600-C
218a-f | 052896 | 1-1/2” Model E-1 Deluge Valve | 1996-06-10 | .pdf | Valve | Deluge & Preaction Valves | 04600C
218a-g | 110802 | 3”-8” Model F-1 Deluge Valve | 2006-01-17 | .pdf | Valve | Deluge & Preaction Valves
218a-h | 110802 | 4”, 6” & 8” Model F-1 Deluge Valve | 2003-04-18 | .pdf | Valve | Deluge & Preaction Valves | 11513, 11953, 11952, 11965, 11958, 11524, 11910, 11955, 11956, 11954, 11964, 11018, 11991, 11995, 11999
218a-h | 110802 | 3”-8” Model F-1 Deluge Valve | 2003-12-11 | .pdf | Valve | Deluge & Preaction Valves | 12022, 12014, 12018, 1226, 12030, 11513, 11953, 11952, 11965, 11958, 11524, 11910, 11955, 11956, 11954, 11964, 11018, 11991, 11995, 11999
218a-h | 110802 | 3”-8” Model F-1 Deluge Valve | 2004-05-19 | .pdf | Valve | Deluge & Preaction Valves
218a-h | 110802 | 3”-8” Model F-1 Deluge Valve | 2005-02-18 | .pdf | Valve | Deluge & Preaction Valves
218a-i | 110802 | 3”-8” Model F-1 Deluge Valve | 2006-08-17 | .pdf | Valve | Deluge & Preaction Valves
218a-j | 110802 | 3”-8” Model F-1 Deluge Valve | 2006-11-02 | .pdf | Valve | Deluge & Preaction Valves
218a-j | 110802 | 2-1/2”-8” Model F-1 Deluge Valve | 2007-07-01 | .pdf | Valve | Deluge & Preaction Valves
218a-j | 110802 | 2-1/2”-8” Model F-1 Deluge Valve | 2007-11-30 | .pdf | Valve | Deluge & Preaction Valves
218a-j | 110802 | 2-1/2”-8” Model F-1 Straight Through Deluge Valve | 2008-08-01 | .pdf | Valve | Deluge & Preaction Valves | 11018, 11513, 11524, 11910, 11952, 11953, 11954, 11955, 11956, 11958, 11964, 11965, 11991, 11995, 11999, 12014, 12018, 12022, 12026, 12030, 12401, 12403, 12640, 12729
218a-j | 110802 | 2-1/2”-8” Model F-1 Straight Through Deluge Valve | 2009-02-27 | .pdf | Valve | Deluge & Preaction Valves | 11018, 11513, 11524, 11910, 11952, 11953, 11954, 11955, 11956, 11958, 11964, 11965, 11991, 11995, 11999, 12014, 12018, 12022, 12026, 12030, 12401, 12403, 12640, 12729
218a-j | 110802 | 2-1/2”-8” Model F-1 Straight Through Deluge Valve | 2009-10-02 | .pdf | Valve | Deluge & Preaction Valves | 11018, 11513, 11524, 11910, 11952, 11953, 11954, 11955, 11956, 11958, 11964, 11965, 11991, 11995, 11999, 12014, 12018, 12022, 12026, 12030, 12401, 12403, 12640, 12729
218a-j | 110802 | 2-1/2”-8” Model F-1 Straight Through Deluge Valve | 2011-04-15 | .pdf | Valve | Deluge & Preaction Valves | 11018, 11513, 11524, 11910, 11952, 11953, 11954, 11955, 11956, 11958, 11964, 11965, 11991, 11995, 11999, 12014, 12018, 12022, 12026, 12030, 12401, 12403, 12640, 12729
218g-l | 031797 | 1-1/2” Model E-3 Deluge Valve | 1998-02-20 | .pdf | Valve | Deluge & Preaction Valves
218g-l | 031797 | 1-1/2” Model E-3 Deluge Valve | 1998-03-24 | .pdf | Valve | Deluge & Preaction Valves | 9889
218g-l | 031797 | 1-1/2” Model E-3 Deluge Valve | 1998-08-20 | .pdf | Valve | Deluge & Preaction Valves | 9889
218g-l | 031797 | 1-1/2” Model E-3 Deluge Valve | 1999-01-28 | .pdf | Valve | Deluge & Preaction Valves | 9889
218g-l | 031797 | 1-1/2” Model E-3 Deluge Valve | 2000-04-24 | .pdf | Valve | Deluge & Preaction Valves | 9889
218g-l | 031797 | 1-1/2” Model E-3 Deluge Valve | 2003-04-18 | .pdf | Valve | Deluge & Preaction Valves
219-222 | - | Models D-4 & D-5 Deluge Valves | 1974-09-01 | .pdf | Valve | Deluge & Preaction Valves | 01906, 02489, 02374, 02313
219-222 | - | Model D-4 & D-5 Deluge Valves | 1977-03-01 | .pdf | Valve | Deluge & Preaction Valves | 01906, 02489, 02374, 02313
219-222 | - | Model D-5 Deluge Valve | 1979-08-01 | .pdf | Valve | Deluge & Preaction Valves | 04341C, 02489C, 02374C, 02313C
219-222 | - | Model E-1 Deluge Valve | 1984-03-01 | .pdf | Valve | Deluge & Preaction Valves | 05852C, 05912C, 05835C, 05909C, 05839C, 05906C, 05456C
219-222 | 022889 | Model E-1 Deluge Valve | 1989-02-28 | .pdf | Valve | Deluge & Preaction Valves
219a-f | 052996 | 2" Model E-1 Deluge Valve | 1996-06-10 | .pdf | Valve | Deluge & Preaction Valves | 05852C
219a-f | 052996 | 2" Model E-1 Deluge Valve | 1998-03-24 | .pdf | Valve | Deluge & Preaction Valves | 05852C
219a-f | 052996 | 2" Model E-1 Deluge Valve | 1998-08-20 | .pdf | Valve | Deluge & Preaction Valves | 05852C
219a-f | 052996 | 2" Model E-1 Deluge Valve | 2000-04-24 | .pdf | Valve | Deluge & Preaction Valves | 05852C
219a-f | 052996 | 2" Model E-1 Deluge Valve | 2002-02-11 | .pdf | Valve | Deluge & Preaction Valves | 05852C
219a-h | 110902 | 4", 6" & 8" Model F-2 Coated Deluge Valve | 2003-04-01 | .pdf | Valve | Deluge & Preaction Valves
219a-h | 110902 | 4", 6" & 8" Model F-2 Coated Deluge Valve | 2004-02-01 | .pdf | Valve | Deluge & Preaction Valves
219a-h | 110902 | 4", 6" & 8" Model F-2 Coated Deluge Valve | 2004-05-01 | .pdf | Valve | Deluge & Preaction Valves
219a-h | 110902 | 4", 6" & 8" Model F-2 Coated Deluge Valve | 2005-02-11 | .pdf | Valve | Deluge & Preaction Valves
219a-h | 110902 | 4", 6" & 8" Model F-2 Coated Deluge Valve | 2006-05-25 | .pdf | Valve | Deluge & Preaction Valves
219a-h | 110902 | 4", 6" & 8" Model F-2 Coated Deluge Valve | 2007-07-01 | .pdf | Valve | Deluge & Preaction Valves
219a-h | 110902 | 4", 6" & 8" Model F-2 Coated Deluge Valve | 2007-11-30 | .pdf | Valve | Deluge & Preaction Valves
219a-k | 110902 | 2-1/2", 3", 4", 6" & 8" Model F-2 Coated Deluge Valve | 2008-08-01 | .pdf | Valve | Deluge & Preaction Valves | 11514Q/B, 11960Q/B, 11959Q/B, 11966Q/B, 11525Q/B, 11911Q/B, 11962Q/B, 11963Q/B, 11961Q/B, 11118Q/B, 11992Q/B, 11996Q/B, 12000Q/B, 12404Q/B, 12402Q/B, 12730Q/B
219a-k | 110902 | 2-1/2", 3", 4", 6" & 8" Model F-2 Coated Deluge Valve | 2009-02-27 | .pdf | Valve | Deluge & Preaction Valves | 11514Q/B, 11960Q/B, 11959Q/B, 11966Q/B, 11525Q/B, 11911Q/B, 11962Q/B, 11963Q/B, 11961Q/B, 11118Q/B, 11992Q/B, 11996Q/B, 12000Q/B, 12404Q/B, 12402Q/B, 12730Q/B
219a-k | 110902 | 2-1/2", 3", 4", 6" & 8" Model F-2 Coated Deluge Valve | 2009-10-02 | .pdf | Valve | Deluge & Preaction Valves | 11514Q/B, 11960Q/B, 11959Q/B, 11966Q/B, 11525Q/B, 11911Q/B, 11962Q/B, 11963Q/B, 11961Q/B, 11118Q/B, 11992Q/B, 11996Q/B, 12000Q/B, 12404Q/B, 12402Q/B, 12730Q/B
220a-g | 053096 | 3”, 4” & 6” Model E-1 Deluge Valve | 1996-06-10 | .pdf | Valve | Deluge & Preaction Valves | 05835C, 05912C, 05839C, 05909C, 05456C, 05906C
220a-g | 053096 | 3”, 4” & 6” Model E-1 Deluge Valve | 1998-03-24 | .pdf | Valve | Deluge & Preaction Valves | 05835C, 05912C, 05839C, 05909C, 05456C, 05906C
220a-g | 053096 | 3”, 4” & 6” Model E-1 Deluge Valve | 1998-08-20 | .pdf | Valve | Deluge & Preaction Valves | 05835C, 05912C, 05839C, 05909C, 05456C, 05906C
220a-h | 053096 | 3”, 4” & 6” Model E-1 Deluge Valve | 2000-04-24 | .pdf | Valve | Deluge & Preaction Valves | 05835C, 05912C, 05839C, 05909C, 05456C, 05906C
220a-h | 053096 | 3”, 4” & 6” Model E-1 Deluge Valve | 2000-10-18 | .pdf | Valve | Deluge & Preaction Valves | 05835C, 05912C, 05839C, 05909C, 05456C, 05906C
220a-h | 053096 | 3”, 4” & 6” Model E-1 Deluge Valve | 2001-11-19 | .pdf | Valve | Deluge & Preaction Valves | 05835C, 05912C, 05839C, 05909C, 05456C, 05906C
220a-h | 053096 | 3”, 4” & 6” Model E-1 Deluge Valve | 2003-04-18 | .pdf | Valve | Deluge & Preaction Valves
220a-h | 053096 | 3”, 4” & 6” Model E-1 Deluge Valve | 2006-01-13 | .pdf | Valve | Deluge & Preaction Valves
220j-p | 021300 | 8” Model F-1 Deluge Valve | 2000-09-11 | .pdf | Valve | Deluge & Preaction Valves | 11018
221a-f | 080499 | 1-1/2” Halar Coated E-4 Deluge Valve | 2000-02-14 | .pdf | Valve | Deluge & Preaction Valves | 09890Q/B
221a-f | 080499 | 1-1/2” Halar Coated E-4 Deluge Valve | 2003-04-18 | .pdf | Valve | Deluge & Preaction Valves
221a-f | 080499 | 1-1/2” Halar Coated E-4 Deluge Valve | 2006-01-13 | .pdf | Valve | Deluge & Preaction Valves
222a | TB 4042 | Technical Bulletin - Flow Rates for Deluge Valves | 1974-10-01 | .pdf | Bulletin | Deluge & Preaction Valves
222a-f | 070292 | Model E-2 Kynar Coated Deluge Valve | 1993-06-25 | .pdf | Valve | Deluge & Preaction Valves
222a-f | 070292 | Halar Coated E-2 Deluge Valve | 1994-01-06 | .pdf | Valve | Deluge & Preaction Valves | 08361, 08362, 08363, 08364, 08862, 08863, 08864
222a-h | 070292 | 2”-6” Halar Coated E-2 Deluge Valve | 1999-10-18 | .pdf | Valve | Deluge & Preaction Valves | 08361Q/B, 08362Q/B, 08363Q/B, 08364Q/B, 08862Q/B, 08863Q/B, 08864Q/B
222a-h | 070292 | 2”-6” Halar Coated E-2 Deluge Valve | 2000-04-28 | .pdf | Valve | Deluge & Preaction Valves | 08361Q/B, 08362Q/B, 11064Q/B, 08363Q/B, 11065Q/B, 08364Q/B, 11001Q/B, 08862Q/B, 08863Q/B, 08864Q/B
222a-h | 070292 | 2”-6” Halar Coated E-2 Deluge Valve | 2001-03-19 | .pdf | Valve | Deluge & Preaction Valves | 08361Q/B, 08362Q/B, 11064Q/B, 08363Q/B, 11065Q/B, 08364Q/B, 11001Q/B, 08862Q/B, 08863Q/B, 08864Q/B
227j-p | 052700 | 8” Halar Coated Model F-2 Deluge Valve | 2000-09-11 | .pdf | Valve | Deluge & Preaction Valves | 11118Q/B
260-263 | 1166 | 1-1/2” Model E-1 Deluge Valve and Trim Chart | 1985-01-01 | .pdf | Valve | Deluge & Preaction Valves | 04600-C
F-13a | - | Model D-2 Control Valve | 1961-01-01 | .pdf | Valve | Deluge & Preaction Valves
F-13-F-18 | - | Model D Control Valve | 1957-01-01 | .pdf | Valve | Deluge & Preaction Valves
F-38-F40 | - | Valve Trip Times | 1957-01-01 | .pdf | Valve | Deluge & Preaction Valves
H-2 | - | Model D Control Valve | 1966-10-01 | .pdf | Valve | Deluge & Preaction Valves
H-3 | - | Model D-2 and D-3 Deluge Control Valve | 1967-04-01 | .pdf | Valve | Deluge & Preaction Valves
H-4 | - | Model D-2 and D-3 Deluge Control Valve | 1968-05-01 | .pdf | Valve | Deluge & Preaction Valves
O-18-O-20 | - | Tyden Model B Control Valve | 1957-01-01 | .pdf | Valve | Deluge & Preaction Valves

## Deluge & Preaction Systems
|  | OBSOLETE TECHNICAL DATA VALVES, SYSTEMS, AND DEVICES | The Viking Corporation 210 N. Industrial Park Drive Hastings, Michigan 49058 U.S.A. |  |  | Technical Services Toll-Free: 877-384-5464 Fax: 269-818-1680 Web Site: http://www.vikinggroupinc.com
Page Number | Form Number | Title | Issue Date | Link | Category | Section | Part Numbers
DELUGE & PREACTION SYSTEMS
201 | - | Deluge System Technical Data Sheet | 1972-04-01 | .pdf | System | Deluge & Preaction Systems
201a-b | 020589 | Deluge System Technical Data Sheet | 2003-04-18 | .pdf | System | Deluge & Preaction Systems
- | TB 4049 | Technical Bulletin - Deluge Systems | 1976-04-30 | .pdf | Bulletin | Deluge & Preaction Systems
- | TB 4050 | Technical Bulletin - Deluge Systems | 1976-04-30 | .pdf | Bulletin | Deluge & Preaction Systems
- | TB 4056 | Technical Bulletin - 6" D-5 Deluge Valves and 6" G-2 Flow Control Valves | 1980-07-01 | .pdf | Bulletin | Deluge & Preaction Systems
- | TB 4056 | Technical Bulletin - Factory Mutual Standards | 1982-07-01 | .pdf | Bulletin | Deluge & Preaction Systems
RFI 1-2 | 091203 | Bulletin - Installation of RFI Protection | 2004-01-05 | .pdf | Bulletin | Deluge & Preaction Systems
201-208 | - | Deluge System Data Sheets | 1982-09-01 | .pdf | System | Deluge & Preaction Systems
201-208 | - | Deluge System Data Sheets | 1977-06-01 | .pdf | System | Deluge & Preaction Systems
201-208 | - | Deluge System System Data Sheet | 1989-10-12 | .pdf | System | Deluge & Preaction Systems
201-209 | - | Deluge System Data Sheets | 1975-01-01 | .pdf | System | Deluge & Preaction Systems
203-204 | 110389 | Deluge System - Pneumatic Release | 1989-11-03 | .pdf | System | Deluge & Preaction Systems
203a-d | 110389 | Deluge System - Pneumatic Release | 1995-02-15 | .pdf | System | Deluge & Preaction Systems
203a-d | 110389 | Deluge System - Pneumatic Release | 1996-06-27 | .pdf | System | Deluge & Preaction Systems
203a-d | 110389 | Deluge System - Pneumatic Release | 1998-07-09 | .pdf | System | Deluge & Preaction Systems
203a-d | 110389 | Deluge System - Pneumatic Release | 2000-04-24 | .pdf | System | Deluge & Preaction Systems
203a-d | 110389 | Deluge System - Pneumatic Release | 2001-10-08 | .pdf | System | Deluge & Preaction Systems
202a-j | 110389 | Deluge System - Pneumatic Release | 2003-04-01 | .pdf | System | Deluge & Preaction Systems
202a-j | 110389 | Deluge System - Pneumatic Release | 2006-03-17 | .pdf | System | Deluge & Preaction Systems
202a-j | 110389 | Deluge System - Pneumatic Release | 2006-07-06 | .pdf | System | Deluge & Preaction Systems
202a-i | 110389 | Deluge System - Pneumatic Release | 2007-05-07 | .pdf | System | Deluge & Preaction Systems
202a-i | 110389 | Deluge System - Pneumatic Release | 2008-08-01 | .pdf | System | Deluge & Preaction Systems
203a-i | 110489 | Deluge System - Hydraulic Release | 2003-04-01 | .pdf | System | Deluge & Preaction Systems
203a-i | 110489 | Deluge System - Hydraulic Release | 2006-03-17 | .pdf | System | Deluge & Preaction Systems
203a-i | 110489 | Deluge System - Hydraulic Release | 2007-05-07 | .pdf | System | Deluge & Preaction Systems
203a-i | 110489 | Deluge System - Hydraulic Release | 2008-08-01 | .pdf | System | Deluge & Preaction Systems
204a-i | 110589 | Deluge System - Electric Release | 2003-04-01 | .pdf | System | Deluge & Preaction Systems
204a-i | 110589 | Deluge System - Electric Release | 2006-03-20 | .pdf | System | Deluge & Preaction Systems
204a-h | 110589 | Deluge System - Electric Release | 2007-05-07 | .pdf | System | Deluge & Preaction Systems
204a-h | 110589 | Deluge System - Electric Release | 2008-08-01 | .pdf | System | Deluge & Preaction Systems
205-206 | 110489 | Deluge System Design Data Sheet - Hydraulic Release | 1989-11-04 | .pdf | System | Deluge & Preaction Systems
205a-c | 110489 | Deluge System - Hydraulic Release | 1995-02-15 | .pdf | System | Deluge & Preaction Systems
205a-c | 110489 | Deluge System - Hydraulic Release | 1996-06-27 | .pdf | System | Deluge & Preaction Systems
205a-c | 110489 | Deluge System - Hydraulic Release | 1998-07-09 | .pdf | System | Deluge & Preaction Systems
205a-c | 110489 | Deluge System - Hydraulic Release | 2000-04-24 | .pdf | System | Deluge & Preaction Systems
205a-c | 110489 | Deluge System - Hydraulic Release | 2001-01-19 | .pdf | System | Deluge & Preaction Systems
205a-c | 110489 | Deluge System - Hydraulic Release | 2001-10-08 | .pdf | System | Deluge & Preaction Systems
205a-l | 032989 | Deluge System - Design Data | 2003-04-18 | .pdf | System | Deluge & Preaction Systems
205a-d | 032989 | Deluge System - Design Data | 2007-05-07 | .pdf | System | Deluge & Preaction Systems
207-208 | 110589 | Deluge System Design Data Sheet - Electric Release | 1989-11-05 | .pdf | System | Deluge & Preaction Systems
207a-c | 110589 | Deluge System - Electric Release | 1995-02-15 | .pdf | System | Deluge & Preaction Systems
207a-c | 110589 | Deluge System - Electric Release | 1996-06-27 | .pdf | System | Deluge & Preaction Systems
207a-c | 110589 | Deluge System - Electric Release | 1998-07-09 | .pdf | System | Deluge & Preaction Systems
207a-c | 110589 | Deluge System - Electric Release | 2000-04-24 | .pdf | System | Deluge & Preaction Systems
207a-c | 110589 | Deluge System - Electric Release | 2001-10-08 | .pdf | System | Deluge & Preaction Systems
208a-h | 032989 | Deluge System Design | 2002-07-15 | .pdf | System | Deluge & Preaction Systems
208i-l | 061002 | Air Supplies for Release Systems | 2002-07-01 | .pdf | System | Deluge & Preaction Systems
206a-d | 061002 | Air Supplies for Release Systems | 2003-04-18 | .pdf | System | Deluge & Preaction Systems
222a | TB | Technical Bulletin - Seismic and Radiation Testing | 1985-10-01 | .pdf | Bulletin | Deluge & Preaction Systems
222b | TB 4044 | Technical Bulletin - 1/4" Priming Connection for Flow Control & Deluge Valves | 1975-05-01 | .pdf | Bulletin | Deluge & Preaction Systems
251-268 | - | Design of Deluge Systems | 1977-06-01 | .pdf | System | Deluge & Preaction Systems
251-270 | - | Design Data - Deluge Systems | 1975-03-01 | .pdf | System | Deluge & Preaction Systems
251-284 | - | Design of Deluge Systems | 1972-04-01 | .pdf | System | Deluge & Preaction Systems
255-256a | - | Deluge System Design Data | 1979-09-01 | .pdf | System | Deluge & Preaction Systems
257-264 | - | Deluge System Design Data | 1982-04-01 | .pdf | System | Deluge & Preaction Systems
260a-g | 032989 | Deluge System Design Data | 1995-02-15 | .pdf | System | Deluge & Preaction Systems
260a-g | 032989 | Deluge System Design Data | 1996-06-27 | .pdf | System | Deluge & Preaction Systems
260a-g | 032989 | Deluge System Design Data | 1998-07-09 | .pdf | System | Deluge & Preaction Systems
264-265 | TB | Technical Bulletin - Deluge Valve Auxiliary System Design | 1985-02-01 | .pdf | Bulletin | Deluge & Preaction Systems
264a-b | - | Magnetic Bypass System | 1979-08-01 | .pdf | System | Deluge & Preaction Systems
265-284 | - | System F- Operation Description | 1972-04-01 | .pdf | System | Deluge & Preaction Systems
265-293 | - | Deluge System Data Sheets | 1977-06-01 | .pdf | System | Deluge & Preaction Systems
279-293 | - | Design Data - Water Spray Design | 1977-06-01 | .pdf | System | Deluge & Preaction Systems
208a-o | 042602 | Design Data - Water Spray Design | 2003-04-18 | .pdf | System | Deluge & Preaction Systems
209a-o | 042602 | Water Spray Design | 2002-07-15 | .pdf | Valve | Deluge & Preaction Valves
301-304 | 040389 | Preaction System | 1989-10-01 | .pdf | System | Deluge & Preaction Systems
301a | 040389 | Preaction System | 2007-08-03 | .pdf | System | Deluge & Preaction Systems
301-318 | - | Technical Data - Preaction Systems (pg 301-318) | 1977-08-01 | .pdf | System | Deluge & Preaction Systems
307-308 | 110189 | Non-Interlocked Preaction with Pneumatic Release | 1989-11-01 | .pdf | System | Deluge & Preaction Systems
307-314 | - | Design Data - Preaction Systems (pg 307-314) | 1982-12-01 | .pdf | System | Deluge & Preaction Systems
307a-d | 110189 | Non-Interlocked Preaction with Pneumatic Release | 1995-01-15 | .pdf | System | Deluge & Preaction Systems
307a-d | 110189 | Non-Interlocked Preaction with Pneumatic Release | 1996-07-01 | .pdf | System | Deluge & Preaction Systems
307a-d | 110189 | Non-Interlocked Preaction with Pneumatic Release | 1998-07-09 | .pdf | System | Deluge & Preaction Systems
307a-e | 110189 | Non-Interlocked Preaction with Pneumatic Release | 2001-05-14 | .pdf | System | Deluge & Preaction Systems
307a-i | 110189 | Non-Interlocked Preaction with Pneumatic Release | 2001-09-01 | .pdf | System | Deluge & Preaction Systems
307a-i | 110189 | Non-Interlocked Preaction with Pneumatic Release | 2007-05-07 | .pdf | System | Deluge & Preaction Systems
307a-i | 110189 | Non-Interlocked Preaction with Pneumatic Release | 2008-10-03 | .pdf | System | Deluge & Preaction Systems
309-310 | 110289 | Non-Interlocked Preaction with Electric Release | 1989-11-02 | .pdf | System | Deluge & Preaction Systems
309a-d | 110289 | Non-Interlocked Preaction with Electric Release | 1995-01-15 | .pdf | System | Deluge & Preaction Systems
309a-d | 110289 | Non-Interlocked Preaction with Electric Release | 1996-07-01 | .pdf | System | Deluge & Preaction Systems
309a-d | 110289 | Non-Interlocked Preaction with Electric Release | 1998-07-09 | .pdf | System | Deluge & Preaction Systems
309a-e | 110289 | Non-Interlocked Preaction with Electric Release | 2001-05-14 | .pdf | System | Deluge & Preaction Systems
309a-i | 110289 | Non-Interlocked Preaction with Electric Release | 2001-09-01 | .pdf | System | Deluge & Preaction Systems
309a-h | 110289 | Non-Interlocked Preaction with Electric Release | 2007-05-07 | .pdf | System | Deluge & Preaction Systems
309a-h | 110289 | Non-Interlocked Preaction with Electric Release | 2008-10-03 | .pdf | System | Deluge & Preaction Systems
311-315 | - | Single-Interlocked Preaction System | 1985-06-01 | .pdf | System | Deluge & Preaction Systems
311-315 | 070589 | Single-Interlocked Preaction System | 1989-07-05 | .pdf | System | Deluge & Preaction Systems
311a-d | 070589 | Single-Interlocked Preaction System Controlled by Pneumatic Release | 1995-01-15 | .pdf | System | Deluge & Preaction Systems
311a-d | 070589 | Single-Interlocked Preaction System Controlled by Pneumatic Release | 1996-07-01 | .pdf | System | Deluge & Preaction Systems
311a-d | 070589 | Single-Interlocked Preaction System Controlled by Pneumatic Release | 1998-07-09 | .pdf | System | Deluge & Preaction Systems
311a-e | 070589 | Single-Interlocked Preaction System Controlled by Pneumatic Release | 2001-04-23 | .pdf | System | Deluge & Preaction Systems
311a-d | 070589 | Single-Interlocked Preaction System Controlled by Pneumatic Release | 2001-09-01 | .pdf | System | Deluge & Preaction Systems
311a-m | 070589 | Single-Interlocked Preaction System Controlled by Pneumatic Release | 2007-05-07 | .pdf | System | Deluge & Preaction Systems
311a-l | 070589 | Single-Interlocked Preaction System Controlled by Pneumatic Release | 2008-10-03 | .pdf | System | Deluge & Preaction Systems
311a-i | 070589 | Single-Interlocked Preaction System Controlled by Pneumatic Release | 2009-01-19 | .pdf | System | Deluge & Preaction Systems
311a-i | 070589 | Single-Interlocked Preaction System Controlled by Pneumatic Release | 2009-02-27 | .pdf | System | Deluge & Preaction Systems
311a-i | 070589 | Single-Interlocked Preaction System Controlled by Pneumatic Release | 2012-01-27 | .pdf | System | Deluge & Preaction Systems
314a-e | 070689 | Single-Interlocked Preaction System Controlled by Electric Release | 1995-01-15 | .pdf | System | Deluge & Preaction Systems
314a-e | 070689 | Single-Interlocked Preaction System Controlled by Electric Release | 1996-07-01 | .pdf | System | Deluge & Preaction Systems
314a-e | 070689 | Single-Interlocked Preaction System Controlled by Electric Release | 1998-07-30 | .pdf | System | Deluge & Preaction Systems
314a-g | 070689 | Single-Interlocked Preaction System Controlled by Electric Release | 2001-04-23 | .pdf | System | Deluge & Preaction Systems
314a-o | 070689 | Single-Interlocked Preaction System Controlled by Electric Release | 2001-09-01 | .pdf | System | Deluge & Preaction Systems
314a-m | 070689 | Single-Interlocked Preaction System Controlled by Electric Release | 2007-05-07 | .pdf | System | Deluge & Preaction Systems
314a-l | 070689 | Single-Interlocked Preaction System Controlled by Electric Release | 2008-10-03 | .pdf | System | Deluge & Preaction Systems
315-318 | - | Design Data - Preaction Systems (pg 315-318) | 1979-08-01 | .pdf | System | Deluge & Preaction Systems
315a-d | 101405 | Single-Interlocked Pre-Primed Preaction System Controlled by Electric Release | 2005-12-16 | .pdf | System | Deluge & Preaction Systems
315a-e | 101405 | Single-Interlocked Pre-Primed Preaction System Controlled by Electric Release | 2007-08-03 | .pdf | System | Deluge & Preaction Systems
316-318 | - | Double-Interlocked Preaction System - Pneumatic/Pneumatic | 1986-02-01 | .pdf | System | Deluge & Preaction Systems
316-318 | 070789 | Double-Interlocked Preaction System - Pneumatic/Pneumatic | 1989-07-01 | .pdf | System | Deluge & Preaction Systems
316-318 | 070789 | Double-Interlocked Preaction System - Pneumatic/Pneumatic | 1990-05-07 | .pdf | System | Deluge & Preaction Systems
316-318 | 070789 | Double-Interlocked Preaction System - Pneumatic/Pneumatic | 1992-05-03 | .pdf | System | Deluge & Preaction Systems
316-318 | 070789 | Double-Interlocked Preaction System - Pneumatic/Pneumatic | 1992-08-17 | .pdf | System | Deluge & Preaction Systems
316-318 | 070789 | Double-Interlocked Preaction System - Pneumatic/Pneumatic | 1993-06-11 | .pdf | System | Deluge & Preaction Systems
316-320 | - | Double-Interlocked Preaction System | 1985-06-01 | .pdf | System | Deluge & Preaction Systems
316a-d | 070789 | Double-Interlocked Preaction System - Pneumatic/Pneumatic | 1995-01-15 | .pdf | System | Deluge & Preaction Systems
316a-d | 070789 | Double-Interlocked Preaction System - Pneumatic/Pneumatic | 1996-07-01 | .pdf | System | Deluge & Preaction Systems
316a-f | 070789 | Double-Interlocked Preaction System - Pneumatic/Pneumatic | 2001-03-27 | .pdf | System | Deluge & Preaction Systems
316a-j | 070789 | Double-Interlocked Preaction System - Pneumatic/Pneumatic | 2001-09-05 | .pdf | System | Deluge & Preaction Systems
316a-e | 070789 | Double-Interlocked Preaction System - Pneumatic/Pneumatic | 1998-02-20 | .pdf | System | Deluge & Preaction Systems
316a-f | 070789 | Double-Interlocked Preaction System - Pneumatic/Pneumatic | 2000-04-14 | .pdf | System | Deluge & Preaction Systems
316a-g | 070789 | Double-Interlocked Preaction System - Pneumatic/Pneumatic | 2004-01-01 | .pdf | System | Deluge & Preaction Systems
316a-g | 070789 | Double-Interlocked Preaction System - Pneumatic/Pneumatic | 2006-03-23 | .pdf | System | Deluge & Preaction Systems
316a-j | 070789 | Double-Interlocked Preaction System - Pneumatic/Pneumatic | 2008-10-03 | .pdf | System | Deluge & Preaction Systems
319-320 | 070889 | Double-Interlocked Preaction System - Electric/Pneumatic | 1989-07-08 | .pdf | System | Deluge & Preaction Systems
319a-d | 070889 | Double-Interlocked Preaction System - Electric/Pneumatic | 1995-01-15 | .pdf | System | Deluge & Preaction Systems
319a-d | 070889 | Double-Interlocked Preaction System - Electric/Pneumatic | 1996-07-01 | .pdf | System | Deluge & Preaction Systems
319a-d | 070889 | Double-Interlocked Preaction System - Electric/Pneumatic | 1998-07-30 | .pdf | System | Deluge & Preaction Systems
319a-f | 070889 | Double-Interlocked Preaction System - Electric/Pneumatic | 2000-04-14 | .pdf | System | Deluge & Preaction Systems
319a-f | 070889 | Double-Interlocked Preaction System - Electric/Pneumatic | 2001-03-27 | .pdf | System | Deluge & Preaction Systems
319a-j | 070889 | Double-Interlocked Preaction System - Electric/Pneumatic | 2001-09-01 | .pdf | System | Deluge & Preaction Systems
319a-f | 070889 | Double-Interlocked Preaction System - Electric/Pneumatic | 2004-01-12 | .pdf | System | Deluge & Preaction Systems
319a-i | 070889 | Double-Interlocked Preaction System - Electric/Pneumatic | 2008-10-03 | .pdf | System | Deluge & Preaction Systems
321 |  | Double-Interlocked Preaction System - Electric/Pneumatic Controlled by Crosszoned Panel | 1991-09-23 | .pdf | System | Deluge & Preaction Systems
321a-d | 020195 | Double-Interlocked Preaction System - Electric/Pneu-Lectric | 1995-01-15 | .pdf | System | Deluge & Preaction Systems
321a-d | 020195 | Double-Interlocked Preaction System - Electric/Pneu-Lectric | 1996-07-01 | .pdf | System | Deluge & Preaction Systems
321a-d | 020195 | Double-Interlocked Preaction System - Electric/Pneu-Lectric | 1998-07-30 | .pdf | System | Deluge & Preaction Systems
321a-d | 020195 | Double-Interlocked Preaction System - Electric/Pneu-Lectric | 1998-09-03 | .pdf | System | Deluge & Preaction Systems
321a-f | 020195 | Double-Interlocked Preaction System - Electric/Pneu-Lectric | 2000-04-14 | .pdf | System | Deluge & Preaction Systems
321a-d | 020195 | Double-Interlocked Preaction System - Electric/Pneu-Lectric | 2001-09-01 | .pdf | System | Deluge & Preaction Systems
321a-m | 020195 | Double-Interlocked Preaction System - Electric/Pneu-Lectric | 2007-05-07 | .pdf | System | Deluge & Preaction Systems
321a-l | 020195 | Double-Interlocked Preaction System - Electric/Pneu-Lectric | 2008-10-03 | .pdf | System | Deluge & Preaction Systems
323a-j | 020702 | SureFire Single-Interlocked Preaction System | 2002-04-15 | .pdf | System | Deluge & Preaction Systems | 11689-1, 11689-2, 11691-1, 11691-2, 11700-1, 11700-2, 11701-1, 11701-2, 11693-1, 11693-2, 11704-1, 11704-2
323a-j | 020702 | SureFire Single-Interlocked Preaction System | 2002-10-31 | .pdf | System | Deluge & Preaction Systems | 11689-1, 11689-2, 11691-1, 11691-2, 11700-1, 11700-2, 11701-1, 11701-2, 11693-1, 11693-2, 11704-1, 11704-2
325a-d | 010594 | TotalPac Double-Interlocked Preaction System | 1994-01-01 | .pdf | System | Deluge & Preaction Systems
325a-j | 020802 | SureFire Double-Interlocked Preaction System | 2002-04-15 | .pdf | System | Deluge & Preaction Systems | 11690-1, 11690-2, 11692-1, 11692-2, 11702-1, 11702-2, 11703-1, 11703-2, 11694-1, 11694-2, 11705-1, 11705-2
325a-j | 020802 | SureFire Double-Interlocked Preaction System | 2002-10-31 | .pdf | System | Deluge & Preaction Systems | 11690-1, 11690-2, 11692-1, 11692-2, 11702-1, 11702-2, 11705-1, 11705-2
325a-l | 111608 | G-4000P Single-Interlocked Preaction System - Electric Release | 2009-04-09 | .pdf | System | Deluge & Preaction Systems | 15595-1, 15651-1, 15859-1
325a-l | 111608 | G-4000P Single-Interlocked Preaction System - Electric Release | 2009-05-15 | .pdf | System | Deluge & Preaction Systems | 15595-1, 15651-1, 15859-1
325a-l | 111608 | G-4000P Single-Interlocked Preaction System - Electric Release | 2009-07-31 | .pdf | System | Deluge & Preaction Systems | 15595-1, 15651-1, 15859-1
325a-m | 111608 | G-4000P Single-Interlocked Preaction System - Electric Release | 2009-09-18 | .pdf | System | Deluge & Preaction Systems | 15595-1, 15651-1, 15859-1
325a-m | 111608 | G-4000P Single-Interlocked Preaction System - Electric Release | 2009-10-02 | .pdf | System | Deluge & Preaction Systems | 15651-1
325a-m | 111608 | G-4000P Single-Interlocked Preaction System - Electric Release | 2010-01-15 | .pdf | System | Deluge & Preaction Systems | 15651-1
325a-m | 111608 | G-4000P Single-Interlocked Preaction System - Electric Release | 2010-09-02 | .pdf | System | Deluge & Preaction Systems | 15651-1
326a-l | 112008 | G-4000P Double-Interlocked Preaction System - Electric/Pneumatic Release | 2009-04-09 | .pdf | System | Deluge & Preaction Systems | 15653-1, 15860-1
326a-l | 112008 | G-4000P Double-Interlocked Preaction System - Electric/Pneumatic Release | 2009-05-15 | .pdf | System | Deluge & Preaction Systems | 15653-1, 15860-1
326a-l | 112008 | G-4000P Double-Interlocked Preaction System - Electric/Pneumatic Release | 2009-07-31 | .pdf | System | Deluge & Preaction Systems | 15653-1, 15860-1
326a-l | 112008 | G-4000P Double-Interlocked Preaction System - Electric/Pneumatic Release | 2009-09-18 | .pdf | System | Deluge & Preaction Systems | 15653-1
326a-l | 112008 | G-4000P Double-Interlocked Preaction System - Electric/Pneumatic Release | 2010-01-15 | .pdf | System | Deluge & Preaction Systems | 15653-1
326a-l | 112008 | G-4000P Double-Interlocked Preaction System - Electric/Pneumatic Release | 2010-09-02 | .pdf | System | Deluge & Preaction Systems | 15653-1
327a-l | 112208 | G-4000P Surefire | 2009-04-09 | .pdf | System | Deluge & Preaction Systems | 15648-1, 15858-1
327a-l | 112208 | G-4000P Surefire | 2009-05-15 | .pdf | System | Deluge & Preaction Systems | 15648-1, 15858-1
327a-l | 112208 | G-4000P Surefire | 2009-07-31 | .pdf | System | Deluge & Preaction Systems | 15648-1, 15858-1
327a-l | 112208 | G-4000P Surefire | 2009-09-18 | .pdf | System | Deluge & Preaction Systems | 15648-1
327a-l | 112208 | G-4000P Surefire | 2010-01-15 | .pdf | System | Deluge & Preaction Systems | 15648-1
327a-l | 112208 | G-4000P Surefire | 2010-09-02 | .pdf | System | Deluge & Preaction Systems | 15648-1
328a-m | 011310 | G-2000P Preaction System with Electric Release | 2010-02-19 | .pdf | System | Deluge & Preaction Systems | 16187-1
328a-m | 011310 | G-2000P Preaction System with Electric Release | 2011-07-01 | .pdf | System | Deluge & Preaction Systems | 16187-1
329a-m | 011410 | G-3000P Preaction System with Electric Release | 2010-02-19 | .pdf | System | Deluge & Preaction Systems | 16190-1
329a-m | 011410 | G-3000P Preaction System with Electric Release | 2011-07-01 | .pdf | System | Deluge & Preaction Systems | 16190-1
330a-l | 011510 | G-2000P Double-Interlocked Preaction System - Electric/Pneumatic Release | 2010-02-19 | .pdf | System | Deluge & Preaction Systems | 16188-1
330a-l | 011510 | G-2000P Double-Interlocked Preaction System - Electric/Pneumatic Release | 2010-06-25 | .pdf | System | Deluge & Preaction Systems | 16188-1
330a-l | 011510 | G-2000P Double-Interlocked Preaction System - Electric/Pneumatic Release | 2011-04-15 | .pdf | System | Deluge & Preaction Systems | 16188-1
330a-l | 011510 | G-2000P Double-Interlocked Preaction System - Electric/Pneumatic Release | 2011-07-01 | .pdf | System | Deluge & Preaction Systems | 16188-1
331a-l | 011610 | G-3000P Double-Interlocked Preaction System - Electric/Pneumatic Release | 2010-02-19 | .pdf | System | Deluge & Preaction Systems | 16191-1
331a-l | 011610 | G-3000P Double-Interlocked Preaction System - Electric/Pneumatic Release | 2011-07-01 | .pdf | System | Deluge & Preaction Systems | 16191-1
332a-l | 011710 | G-2000P Surefire Preaction System | 2010-02-19 | .pdf | System | Deluge & Preaction Systems | 16189-1
332a-l | 011710 | G-2000P Surefire Preaction System | 2011-07-01 | .pdf | System | Deluge & Preaction Systems | 16189-1
333a-l | 011810 | G-3000P Surefire Preaction System | 2010-02-19 | .pdf | System | Deluge & Preaction Systems | 16192-1
333a-l | 011810 | G-3000P Surefire Preaction System | 2011-07-01 | .pdf | System | Deluge & Preaction Systems | 16192-1
346a-m | 021311 | 6" Model G-6000P Preaction with Electric Release | 2011-06-01 | .pdf | System | Deluge & Preaction Systems | 17049-1
347a-l | 031411 | 6" Model G-6000P Preaction with Electric/Pneumatic Release | 2011-06-01 | .pdf | System | Deluge & Preaction Systems | 17049-1
348a-l | 021511 | 6" Model G-6000P Surefire Preaction | 2011-06-01 | .pdf | System | Deluge & Preaction Systems | 17051-1
351a-d | 062993 | TotalPac Single-Interlocked Preaction System | 1994-01-28 | .pdf | System | Deluge & Preaction Systems
352a-d | 010594 | TotalPac Double-Interlocked Preaction System | 1994-01-28 | .pdf | System | Deluge & Preaction Systems
353a-e | 010594 | TotalPac Double-Interlocked Preaction System | 2001-03-01 | .pdf | System | Deluge & Preaction Systems
353a-f | 032806 | SureFire® Single-Interlocked Preaction System | 2006-04-01 | .pdf | System | Deluge & Preaction Systems
353a-f | 062806 | SureFire® Single-Interlocked Preaction System | 2006-06-29 | .pdf | System | Deluge & Preaction Systems
353a-l | 032806 | SureFire® Single-Interlocked Pre-Primed Preaction System | 2006-08-31 | .pdf | System | Deluge & Preaction Systems
355a-b | 121306 | Recommended Air Supply | 2007-01-12 | .pdf | System | Deluge & Preaction Systems
355a-b | 121306 | Recommended Air Supply | 2007-12-19 | .pdf | System | Deluge & Preaction Systems
E12 | - | Preaction Dry System | 1957-01-01 | .pdf | System | Deluge & Preaction Systems
F-1-F-34 | - | Design of Deluge Systems & Characteristics of Model A,B, & C Releases | 1967-03-01 | .pdf | System | Deluge & Preaction Systems
F-1-F-40 | - | Operation of Viking Release | 1957-01-01 | .pdf | System | Deluge & Preaction Systems
F-21-F-26 | - | Supervised Preaction Dry System | 1957-01-01 | .pdf | System | Deluge & Preaction Systems
H-1 |  | Deluge System | 1966-10-01 | .pdf | System | Deluge & Preaction Systems
VEN 43 - 49 | - | VEN Deluge System Data Pages | 1977-06-01 | .pdf | System | Deluge & Preaction Systems
VEN 50 - 53 | - | VEN Preaction Systems | 1977-07-01 | .pdf | System | Deluge & Preaction Systems

## Dry Valves & Accessories
|  | OBSOLETE TECHNICAL DATA VALVES, SYSTEMS, AND DEVICES | The Viking Corporation 210 N. Industrial Park Drive Hastings, Michigan 49058 U.S.A. |  |  | Technical Services Toll-Free: 877-384-5464 Fax: 269-818-1680 Web Site: http://www.vikinggroupinc.com
Page Number | Form Number | Title | Issue Date | Link | Category | Section | Part Numbers
DRY VALVES & ACCESSORIES
|  | Engineering Announcement regerding Model D Dry Valve | 1976-01-09 | .pdf | Bulletin | Dry Valves & Accessories
40 | - | Model C Air Compressor | 1960-09-01 | .pdf | Device | Dry Valves & Accessories
| TB 4004 | Cold Weather Valve | 1969-06-01 | .pdf | Device | Dry Valves & Accessories
| TB 4004 | Cold Weather Valve | 1970-09-01 | .pdf | Device | Dry Valves & Accessories
| TB 4008 | Replacement of Single Clapper Arm Spring, 3", 4", and 6" Dry Valve | 1970-10-05 | .pdf | Device | Dry Valves & Accessories
| TB 4015 | 8" Model C-3 Dry Valves Mfg. 1970-1971 | 1971-04-15 | .pdf | Device | Dry Valves & Accessories
| TB 4016 | 3", 4", 6", and 8" Dry Valves | 1971-04-15 | .pdf | Device | Dry Valves & Accessories
118 | 1115 | 2” Cold Weather Valve | 1978-10-01 | .pdf | Device | Dry Valves & Accessories
118 | 1115 | 2” Cold Weather Valve | 1979-02-01 | .pdf | Device | Dry Valves & Accessories
119 | - | Cold Weather Valve | 1972-04-01 | .pdf | Device | Dry Valves & Accessories
121 | - | Model C2 3” Air Check Valve | 1972-04-01 | .pdf | Valve | Dry Valves & Accessories
- | - | Model D-2 Accelerator with Model C Dry Valve Trim | 1971-03-01 | .pdf | Device | Dry Valves & Accessories
- | - | Model C-2 Dry Valve with Model B Accelerator | 1965-07-01 | .pdf | Valve | Dry Valves & Accessories
- | TB 4021 | Technical Bulletin - Model C-2 Air Compressor | 1971-09-01 | .pdf | Bulletin | Dry Valves & Accessories
105-112 | - | Model C-2, D-1 & C-4 Dry Pipe Valve | 1975-12-01 | .pdf | Valve | Dry Valves & Accessories | 02330, 02364, 01981, 02433
107-110 | 081088 | Model E Dry Pipe Valve | 1989-06-01 | .pdf | Valve | Dry Valves & Accessories
107-110 | - | Models D & E Dry Pipe Valve | 1980-01-01 | .pdf | Valve | Dry Valves & Accessories | 04013A, 04009A, 04621A, 03538A
107-110 | - | Models D & E Dry Pipe Valve | 1983-07-01 | .pdf | Valve | Dry Valves & Accessories | 04107C, 04109C, 04620C, 01981C
107-110 | - | Model E Dry Pipe Valve | 1985-01-01 | .pdf | Valve | Dry Valves & Accessories | 04010C, 04107C, 03746C, 04109C, 05915C, 04620C
107-110 | - | Model E Dry Pipe Valve | 1987-08-01 | .pdf | Valve | Dry Valves & Accessories | 04010C, 04107C, 03746C, 04109C, 05915C, 04620C
107-112 | - | Model C-2 Dry Pipe Valve | 1973-04-01 | .pdf | Valve | Dry Valves & Accessories
111-112 | - | Model C-1 Accelerator | 1980-01-01 | .pdf | Device | Dry Valves & Accessories | 04558-A
111-114 | - | Model D-1 Accelerator | 1987-11-01 | .pdf | Device | Dry Valves & Accessories | 05503-D
111-114 | - | Model D-1 Accelerator & Trim | 1984-04-01 | .pdf | Device | Dry Valves & Accessories | 05503-D
111a-f | 010898 | Model D-2 Accelerator | 1998-03-12 | .pdf | Device | Dry Valves & Accessories | 9881
111a-f | 010898 | Model D-2 Accelerator | 1999-01-28 | .pdf | Device | Dry Valves & Accessories | 9881
111a-f | 010898 | Model D-2 Accelerator | 2002-08-26 | .pdf | Device | Dry Valves & Accessories
111a-f | 010898 | Model D-2 Accelerator | 2004-06-25 | .pdf | Device | Dry Valves & Accessories
111a-f | 010898 | Model D-2 Accelerator | 2005-01-31 | .pdf | Device | Dry Valves & Accessories
111a-f | 010898 | Model D-2 Accelerator | 2006-01-26 | .pdf | Device | Dry Valves & Accessories
111a-f | 010898 | Model D-2 Accelerator | 2006-08-03 | .pdf | Device | Dry Valves & Accessories
111a-f | 010898 | Model D-2 Accelerator | 2007-08-01 | .pdf | Device | Dry Valves & Accessories
111a-f | 010898 | Model D-2 Accelerator | 2007-11-30 | .pdf | Device | Dry Valves & Accessories
111a-f | 010898 | Model D-2 Accelerator | 2008-12-12 | .pdf | Device | Dry Valves & Accessories | 9881
111a-f | 010898 | Model D-2 Accelerator | 2010-07-30 | .pdf | Device | Dry Valves & Accessories | 9881
112A |  | 8" Model C-4 Dry Valve | 1973-07-01 | .pdf | Device | Dry Valves & Accessories
115-116 | - | 6” Model D-1 Dry Valve in 8” Riser with B-1 Accelerator Trim | 1987-11-01 | .pdf | Trim | Dry Valves & Accessories
115-117 | - | Model C-2 Dry Pipe Valve | 1972-04-01 | .pdf | Valve | Dry Valves & Accessories
119-122 | - | Model B Accelerator | 1973-05-01 | .pdf | Device | Dry Valves & Accessories
119-122 | - | Model B-1 Accelerator | 1975-01-01 | .pdf | Device | Dry Valves & Accessories
119a-l | 091208 | 4" Model G-4000 Dry Valve | 2008-11-07 | .pdf | Valve | Dry Valves & Accessories | 15589-1, 15647-1
119a-m | 091208 | 4" Model G-4000 Dry Valve | 2009-02-22 | .pdf | Valve | Dry Valves & Accessories | 15589-1, 15647-1
119a-m | 091208 | 4" Model G-4000 Dry Valve | 2009-03-13 | .pdf | Valve | Dry Valves & Accessories | 15589-1, 15647-1
119a-m | 091208 | 4" Model G-4000 Dry Valve | 2009-07-31 | .pdf | Valve | Dry Valves & Accessories | 15589-1, 15647-1
119a-m | 091208 | 4" Model G-4000 Dry Valve | 2009-09-18 | .pdf | Valve | Dry Valves & Accessories | 15589-1, 15647-1
119a-m | 091208 | 4" Model G-4000 Dry Valve | 2010-01-15 | .pdf | Valve | Dry Valves & Accessories | 15589-1, 15647-1
119a-m | 091208 | 4" Model G-4000 Dry Valve | 2010-07-09 | .pdf | Valve | Dry Valves & Accessories | 15589-1, 15647-1
119a-m | 091208 | 4" Model G-4000 Dry Valve | 2010-10-02 | .pdf | Valve | Dry Valves & Accessories | 15589-1, 15647-1
119a-m | 091208 | 4" Model G-4000 Dry Valve | 2011-04-15 | .pdf | Valve | Dry Valves & Accessories | 15589-1, 15647-1
119a-m | 091208 | 4" Model G-4000 Dry Valve | 2011-11-11 | .pdf | Valve | Dry Valves & Accessories | 15589-1, 15647-1
120a-h | 070392 | Model F-1 Dry Valve | 1993-04-13 | .pdf | Valve | Dry Valves & Accessories | 07628, 07627
120a-h | 070392 | Model F-1 Dry Valve | 1994-07-15 | .pdf | Valve | Dry Valves & Accessories | 07628, 07627, 08464, 08491, 08841, 08923
120a-h | 070392 | Model F-1 Dry Valve | 1996-03-07 | .pdf | Valve | Dry Valves & Accessories | 07628, 07627, 08464, 08491, 08841, 09538, 08923
120a-h | 070392 | Model F-1 Dry Valve | 1997-04-16 | .pdf | Valve | Dry Valves & Accessories | 09441, 09446, 07628, 07627, 08464, 08491, 09969, 09970, 08841, 08923
120a-h | 070392 | Model F-1 Dry Valve | 1997-08-25 | .pdf | Valve | Dry Valves & Accessories | 09441, 09446, 07628, 07627, 08464, 08491, 09969, 09970, 08841, 09538, 08923
120a-h | 070392 | Model F-1 Dry Valve | 2002-04-15 | .pdf | Valve | Dry Valves & Accessories | 09441, 09446, 07628, 07627, 08464, 08491, 09969, 09970, 08841, 09538, 08923
120a-h | 070392 | Model F-1 Dry Valve | 2002-10-01 | .pdf | Valve | Dry Valves & Accessories
120a-h | 070392 | Model F-1 Dry Valve | 2005-09-23 | .pdf | Valve | Dry Valves & Accessories
120a-j | 070392 | Model F-1 Dry Valve | 2006-08-03 | .pdf | Valve | Dry Valves & Accessories
120a-k | 070392 | Model F-1 Dry Valve | 2007-08-01 | .pdf | Valve | Dry Valves & Accessories
120a-k | 070392 | Model F-1 Dry Valve | 2007-11-30 | .pdf | Valve | Dry Valves & Accessories
120a-k | 070392 | Model F-1 Dry Valve | 2008-10-31 | .pdf | Valve | Dry Valves & Accessories
120a-k | 070392 | Model F-1 Dry Valve | 2011-02-25 | .pdf | Valve | Dry Valves & Accessories
122a-f | 071692 | Model E-1 Accelerator | 1993-03-08 | .pdf | Device | Dry Valves & Accessories | 08116, 08055, 08061
122a-f | 071692 | Model E-1 Accelerator | 1997-02-01 | .pdf | Device | Dry Valves & Accessories
122a-f | 071692 | Model E-1 Accelerator | 2004-06-25 | .pdf | Device | Dry Valves & Accessories
122a-f | 071692 | Model E-1 Accelerator | 2006-03-23 | .pdf | Device | Dry Valves & Accessories
122a-f | 071692 | Model E-1 Accelerator | 2006-08-10 | .pdf | Device | Dry Valves & Accessories
122a-f | 071692 | Model E-1 Accelerator | 2007-01-11 | .pdf | Device | Dry Valves & Accessories
122a-f | 071692 | Model E-1 Accelerator | 2007-08-01 | .pdf | Device | Dry Valves & Accessories
122a-h | 071692 | Model E-1 Accelerator | 2007-11-30 | .pdf | Device | Dry Valves & Accessories
122a-h | 071692 | Model E-1 Accelerator | 2010-01-22 | .pdf | Device | Dry Valves & Accessories
123-124 | - | Model A-1 Anti-Flood Device | 1972-12-01 | .pdf | Device | Dry Valves & Accessories | 2263
123-124 | - | Model A-1 Anti-Flood Device | 1983-02-01 | .pdf | Device | Dry Valves & Accessories | 02030C
123-124 | - | Model B Accelerator | 1972-04-01 | .pdf | Device | Dry Valves & Accessories
123a-d | 120292 | Model B-1 Anti-Flood Device | 1993-02-18 | .pdf | Device | Dry Valves & Accessories | 8061
123a-d | 120292 | Model B-1 Anti-Flood Device | 1994-04-14 | .pdf | Device | Dry Valves & Accessories
123a-d | 120292 | Model B-1 Anti-Flood Device | 2006-08-01 | .pdf | Device | Dry Valves & Accessories
123a-d | 120292 | Model B-1 Anti-Flood Device | 2007-11-30 | .pdf | Device | Dry Valves & Accessories
124a-d | 120696 | Model B-2 Anti-Flood Device (VdS) | 2006-03-30 | .pdf | Device | Dry Valves & Accessories
127a-c | 041989 | Model D-2 Air Pressure Maintenance Device | 2007-11-30 | .pdf | Device | Dry Valves & Accessories
127a-c | 041989 | Model D-2 Air Pressure Maintenance Device | 2008-10-10 | .pdf | Device | Dry Valves & Accessories | 02280C, 07459
127-128 | - | Model D Air Pressure Maintenance Device | 1972-04-01 | .pdf | Device | Dry Valves & Accessories | 1782
127-128 | - | Model D-2 Air Pressure Maintenance Device | 1973-07-01 | .pdf | Device | Dry Valves & Accessories | 2463
127-128 | - | Model D-2 Air Pressure Maintenance Device | 1979-08-01 | .pdf | Device | Dry Valves & Accessories | 02463A
127-128 | - | Model D-2 Air Pressure Maintenance Device | 1982-04-01 | .pdf | Device | Dry Valves & Accessories | 02280C
127-128 | - | Model D-2 Air Pressure Maintenance Device | 1983-10-01 | .pdf | Device | Dry Valves & Accessories | 02280C
127-128 | 041989 | Model D-2 Air Pressure Maintenance Device | 1989-07-21 | .pdf | Device | Dry Valves & Accessories | 02280C
127a-b | 041989 | Model D-2 Air Pressure Maintenance Device | 1996-09-26 | .pdf | Device | Dry Valves & Accessories | 02280C
127a-b | 041989 | Model D-2 Air Pressure Maintenance Device | 1999-01-28 | .pdf | Device | Dry Valves & Accessories
127a-b | 041989 | Model D-2 Air Pressure Maintenance Device | 2006-08-10 | .pdf | Device | Dry Valves & Accessories
127a-d | 041989 | Model D-2 Air Pressure Maintenance Device | 2009-03-06 | .pdf | Device | Dry Valves & Accessories | 02280C, 07459
127a-d | 041989 | Model D-2 Air Pressure Maintenance Device | 2010-07-30 | .pdf | Device | Dry Valves & Accessories | 02280C, 07459
129-130 | 1011 | Model C Maintenance Air Compressor | 1972-04-01 | .pdf | Device | Dry Valves & Accessories
129-130 | 2035 | Model C Maintenance Air Compressor | 1972-06-01 | .pdf | Device | Dry Valves & Accessories | 1078
129-130 | 2035 | Model C Maintenance Air Compressor | 1973-05-01 | .pdf | Device | Dry Valves & Accessories | 1078
129-130 | 2035 | Model D-1 Maintenance Air Compressor | 1981-08-01 | .pdf | Device | Dry Valves & Accessories | 05002C
129-130 | 2035 | Model D-1 Maintenance Air Compressor | 1982-08-01 | .pdf | Device | Dry Valves & Accessories | 05002C
130a-b | 050304 | Replacement Furnas Switch Assembly for Model E-1 Compressor | 2004-05-03 | .pdf | Device | Dry Valves & Accessories
130a-b | 050304 | Replacement Furnas Switch Assembly for Model E-1 Compressor | 2007-08-03 | .pdf | Device | Dry Valves & Accessories
131a-b | 062593 | Model E-1 Maintenance Air Compressor | 1995-04-13 | .pdf | Device | Dry Valves & Accessories | 08650, 08771
131a-b | 062593 | Model E-1 Maintenance Air Compressor | 1997-08-20 | .pdf | Device | Dry Valves & Accessories | 08650, 09803, 08771, 09802
131a-b | 062593 | Model E-1 Maintenance Air Compressor | 1999-03-25 | .pdf | Device | Dry Valves & Accessories
131c-f | 032101 | Model F-1 Maintenance Air Compressor | 2001-06-01 | .pdf | Device | Dry Valves & Accessories
131c-f | 032101 | Model F-1 Maintenance Air Compressor | 2004-03-09 | .pdf | Device | Dry Valves & Accessories
131c-e | 032101 | Model F-1 Maintenance Air Compressor | 2007-03-02 | .pdf | Device | Dry Valves & Accessories
131c-f | 032101 | Model F-1 Maintenance Air Compressor | 2011-05-20 | .pdf | Device | Dry Valves & Accessories | 11497, 11498, 12629, 12630
131c-f | 032101 | Model F-1 Maintenance Air Compressor | 2011-07-28 | .pdf | Device | Dry Valves & Accessories | 11497, 11498, 12629, 12630
133a | 021200 | Model A-1 Float Check Valve | 2000-02-14 | .pdf | Device | Dry Valves & Accessories | 10883
133a | 021200 | Model A-1 Float Check Valve | 2000-09-11 | .pdf | Device | Dry Valves & Accessories | 10883
133a | 021200 | Model A-1 Float Check Valve | 2001-08-28 | .pdf | Device | Dry Valves & Accessories | 10883
134a-c | 030703 | Float Check Valve Assembly | 2003-03-01 | .pdf | Device | Dry Valves & Accessories
134a-c | 030703 | Float Check Valve Assembly | 2004-06-01 | .pdf | Device | Dry Valves & Accessories
134a-c | 030703 | Float Check Valve Assembly | 2007-03-23 | .pdf | Device | Dry Valves & Accessories
135a-j | 011507 | Model F-2 Dry Valve | 2007-02-05 | .pdf | Valve | Dry Valves & Accessories
135a-j | 011507 | Model F-2 Dry Valve | 2007-07-20 | .pdf | Valve | Dry Valves & Accessories
135a-j | 011507 | Model F-2 Dry Valve | 2007-11-30 | .pdf | Valve | Dry Valves & Accessories
135a-j | 011507 | Model F-2 Dry Valve | 2008-10-31 | .pdf | Valve | Dry Valves & Accessories | 13764, 13765, 13766, 13766, 13767
135a-j | 011507 | Model F-2 Dry Valve | 2011-02-25 | .pdf | Valve | Dry Valves & Accessories | 13764, 13765, 13766, 13766, 13767
136a-d | 091707 | Model LD-1 Anti-Column Device | 2008-03-24 | .pdf | Valve | Dry Valves & Accessories | 14800, 14816
137a-m | 011110 | 2" Model G-2000 Dry Valve | 2010-02-19 | .pdf | Valve | Dry Valves & Accessories | 16149-1
137a-m | 011110 | 2" Model G-2000 Dry Valve | 2010-07-09 | .pdf | Valve | Dry Valves & Accessories | 16149-1
137a-m | 011110 | 2" Model G-2000 Dry Valve | 2011-04-15 | .pdf | Valve | Dry Valves & Accessories | 16149-1
137a-m | 011110 | 2" Model G-2000 Dry Valve | 2011-07-01 | .pdf | Valve | Dry Valves & Accessories | 16149-1
137n-z | 011210 | 3" Model G-3000 Dry Valve | 2010-02-19 | .pdf | Valve | Dry Valves & Accessories | 16150-1
137n-z | 011210 | 3" Model G-3000 Dry Valve | 2010-07-09 | .pdf | Valve | Dry Valves & Accessories | 16150-1
137n-z | 011210 | 3" Model G-3000 Dry Valve | 2011-04-15 | .pdf | Valve | Dry Valves & Accessories | 16150-1
137n-z | 011210 | 3" Model G-3000 Dry Valve | 2011-07-01 | .pdf | Valve | Dry Valves & Accessories | 16150-1
138a-m | 022111 | 6" Model G-6000 Dry Valve Riser Assembly | 2011-06-01 | .pdf | Valve | Dry Valves & Accessories | 17048-1
231-232 | - | Dehydrator | 1972-04-01 | .pdf | Device | Dry Valves & Accessories | 1285
231-232 | - | Dehydrator | 1977-02-01 | .pdf | Device | Dry Valves & Accessories | 01285A
231-232 | - | Dehydrator | 1977-06-01 | .pdf | Device | Dry Valves & Accessories | 01285A
231-232 | - | Dehydrator | 1982-05-01 | .pdf | Device | Dry Valves & Accessories | 01285A
231-232 | - | Dehydrator | 1984-05-01 | .pdf | Device | Dry Valves & Accessories | 01285A
231-232 | 042089 | Dehydrator | 1989-07-21 | .pdf | Device | Dry Valves & Accessories | 01285A
231-232 | 042089 | Dehydrator | 1999-07-07 | .pdf | Device | Dry Valves & Accessories | 01285A
231a-b | 042089 | Dehydrator | 2001-05-02 | .pdf | Device | Dry Valves & Accessories | 01285A
276a-b | 042089 | Dehydrator | 2003-04-18 | .pdf | Device | Dry Valves & Accessories
276a-b | 042089 | Dehydrator | 2006-02-23 | .pdf | Device | Dry Valves & Accessories
276a-c | 042089 | Dehydrator (OBSOLETED) | 2006-08-24 | .pdf | Device | Dry Valves & Accessories
C-15 | - | Rubbers for Dry Valves and Check Valves - Model A, B, C & C-2 | 1965-07-01 | .pdf | Device | Dry Valves & Accessories
C17-C18 | - | Model C & D Maintenance Device | 1965-07-01 | .pdf | Device | Dry Valves & Accessories
C-18 | - | Model D Pressure Maintenance Device | 1971-02-01 | .pdf | Device | Dry Valves & Accessories
C18-C19 | - | Model D Air Pressure Maintenance Device | 1971-12-01 | .pdf | Device | Dry Valves & Accessories | 1782
C19-C20 | - | Model A & C Maintenance Air Compressor | 1965-07-01 | .pdf | Device | Dry Valves & Accessories
C-20 | - | Model C Maintenance Air Compressor | 1971-02-01 | .pdf | Device | Dry Valves & Accessories
C22-C23 | - | Model A Dry Valve, Model B Tyden Dry Valve and Fire Alarm System, Model A 3" Air Check Valve, and tyden Model A Accelerator | 1971-02-01 | .pdf | Device | Dry Valves & Accessories
C-4 | - | Model A Dry Valve | 1965-07-01 | .pdf | Valve | Dry Valves & Accessories
C-5-C-6 |  | Model B & C Dry Valve and Fire Alarm System | 1965-07-01 | .pdf | Valve | Dry Valves & Accessories
C-7 | - | 3" Model A Air Check Valve | 1965-07-01 | .pdf | Valve | Dry Valves & Accessories
C-8 | - | 3" Model C-2 Air Check Valve | 1965-07-01 | .pdf | Valve | Dry Valves & Accessories
C9-C14 | - | Tyden Accelerators and Exhausters | 1965-07-01 | .pdf | Device | Dry Valves & Accessories
D-7-D-8 | - | Maintenance Air Compressor | 1965-07-01 | .pdf | Device | Dry Valves & Accessories
E-1-E-2 | - | Models A, B & C Dry valves | 1957-01-01 | .pdf | Valve | Dry Valves & Accessories
E-3-E-4 | - | Model C Dry Pipe Valve & Model B Accelerator | 1957-01-01 | .pdf | Valve | Dry Valves & Accessories
E-5-E7 | - | 3" Model C Air Check Valve | 1957-01-01 | .pdf | Valve | Dry Valves & Accessories
E-8-E-11 | - | Model B Accelerator | 1957-01-01 | .pdf | Device | Dry Valves & Accessories
E-13 | - | Model B Dry Valve Accelerator Hook Up | 1957-01-01 | .pdf | Device | Dry Valves & Accessories
O-9-O-10 | - | Model B Dry Pipe Valve and Trim | 1957-01-01 | .pdf | Valve | Dry Valves & Accessories
VEN 13 - 20 | - | VEN Model B-1 Accelerator and Model A-1 Anti-Flood | 1977-01-01 | .pdf | Device | Dry Valves & Accessories
VEN 20 - 22 | - | VEN Model D-2 Air Maintenance Device | 1977-01-01 | .pdf | Device | Dry Valves & Accessories
VEN 22 - 25 | - | VEN Deluge System | 1977-01-01 | .pdf | System | Dry Valves & Accessories
VEN 6 - 12 | - | VEN Model C-2 and D-1 Dry Pipe Valve | 1977-01-01 | .pdf | Valve | Dry Valves & Accessories

## Dry Systems & Trim Charts
|  | OBSOLETE TECHNICAL DATA VALVES, SYSTEMS, AND DEVICES | The Viking Corporation 210 N. Industrial Park Drive Hastings, Michigan 49058 U.S.A. |  |  | Technical Services Toll-Free: 877-384-5464 Fax: 269-818-1680 Web Site: http://www.vikinggroupinc.com
Page Number | Form Number | Title | Issue Date | Link | Category | Section | Part Numbers
DRY SYSTEMS & TRIM CHARTS
| - | Model C Dry Valve Trim |  | .pdf | Valve | Dry Systems & Trim Charts
| 1001 | 3" Model C2 Dry Valve Trim |  | .pdf | Valve | Dry Systems & Trim Charts
| 1002 | Model C2 Dry Valve Trim |  | .pdf | Valve | Dry Systems & Trim Charts
|  | Model D Accelerator Piped to Model C Dry Valve |  | .pdf | Valve | Dry Systems & Trim Charts
| 4054 | 6" Model D-1 Dry Valve in 8" Riser with Model B-1 Accelerator | 1978-11-01 | .pdf | Valve | Dry Systems & Trim Charts
112 | - | 3" Model C-2 Air Check Valve | 1975-12-01 | .pdf | Valve | Dry Systems & Trim Charts | 2330
115 | - | 6” Model D-1 Dry Pipe Valve Trim Chart |  | .pdf | Trim | Dry Systems & Trim Charts
115 | - | 6” Model D-1 Dry Pipe Valve Trim Chart | 1976-04-01 | .pdf | Trim | Dry Systems & Trim Charts
115 | 1152 | Model E Dry Valve Iron Trim | 1984-07-01 | .pdf | Trim | Dry Systems & Trim Charts | 05790-F
115 | 030793 | Model E Dry Valve Trim | 1994-06-02 | .pdf | Trim | Dry Systems & Trim Charts
116 | 1087 | 8" Dry Valve Trim Chart | 1974-08-01 | .pdf | Valve | Dry Systems & Trim Charts
116 | 030793 | Model E Accelerator Trim | 1994-06-02 | .pdf | Trim | Dry Systems & Trim Charts
117 | 030493 | Model E Accelerator Retrofit Trim for Model E Dry Valves | 1993-04-27 | .pdf | Trim | Dry Systems & Trim Charts | 08262, 08399
| - | Model C-2 Air Check Trim |  | .pdf | Trim | Dry Systems & Trim Charts
118 | - | 3” Model C-2 Air Check Trim | 1972-04-01 | .pdf | Trim | Dry Systems & Trim Charts
- | - | Model C-2 Dry Valve Trim | 1968-09-01 | .pdf | Trim | Dry Systems & Trim Charts
103-102 | - | Dry Pipe System Data | 1983-06-01 | .pdf | System | Dry Systems & Trim Charts
101-102 | - | Dry Pipe System Data | 1983-06-01 | .pdf | System | Dry Systems & Trim Charts
101-105 | - | Dry Pipe System Data | 1989-12-01 | .pdf | System | Dry Systems & Trim Charts
101-106 | - | Dry Pipe System Data | 1974-03-01 | .pdf | System | Dry Systems & Trim Charts
101a-f | - | Dry Pipe System Data | 2007-03-02 | .pdf | System | Dry Systems & Trim Charts
103-106 | - | Dry Pipe Sprinkler System | 1982-04-01 | .pdf | System | Dry Systems & Trim Charts
113-114 | - | 3” & 4” Dry Pipe Valve Trim Chart | 1974-08-01 | .pdf | Trim | Dry Systems & Trim Charts
113-114 | - | 3” Dry Pipe Valve Trim Chart | 1978-06-01 | .pdf | Trim | Dry Systems & Trim Charts
115-116 | - | 6” Dry Pipe Valve Trim Chart | 1973-03-01 | .pdf | Trim | Dry Systems & Trim Charts
115-116 | - | 6” & 8” Dry Pipe Valve Trim Chart | 1974-08-01 | .pdf | Trim | Dry Systems & Trim Charts
115-116 | - | 6” & 8” Dry Pipe Valve Trim Chart | 1976-04-01 | .pdf | Trim | Dry Systems & Trim Charts
115-116 | - | 6” Model D-1 Dry Pipe Valve Trim Chart | 1978-06-01 | .pdf | Trim | Dry Systems & Trim Charts
115-116 | - | Model E Dry Valve Iron Trim | 1987-11-01 | .pdf | Trim | Dry Systems & Trim Charts
115-116 | - | Model E Dry Valve Conventional Trim | 1993-04-27 | .pdf | Trim | Dry Systems & Trim Charts | 08260, 08261, 08393, 08394, 08263, 08392
115-116 | - | Model E Dry Valve Conventional Trim | 1994-06-02 | .pdf | Trim | Dry Systems & Trim Charts | 08260, 08261, 08393, 08394, 08263, 08392
116A | - | Model D & E Dry Valve Modular Trim | 1979-03-01 | .pdf | Trim | Dry Systems & Trim Charts
116B | 1152 | Model D & E Dry Valve Iron Trim | 1983-02-01 | .pdf | Trim | Dry Systems & Trim Charts | 05790-F
117-118 | - | Model C & C-2 Dry Valve Trim | 1972-04-01 | .pdf | Trim | Dry Systems & Trim Charts
117-118 | - | 3” Model C-2 Air Check Trim | 1973-07-01 | .pdf | Trim | Dry Systems & Trim Charts
117-118 | 1088 | 3” Model C-2 Air Check Trim | 1976-05-01 | .pdf | Trim | Dry Systems & Trim Charts
118a | 101795 | Model D-1 Accelerator Trim for Model F Dry Valves with Conv. Trim | 1996-02-29 | .pdf | Trim | Dry Systems & Trim Charts | 09730, 09731
118a | 101795 | Model D-1 Accelerator Trim for Model F Dry Valves with Conv. Trim | 1998-03-12 | .pdf | Trim | Dry Systems & Trim Charts
118a | 101795 | Model D-1 Accelerator Trim for Model F Dry Valves with Conv. Trim | 2005-03-31 | .pdf | Trim | Dry Systems & Trim Charts
118a | 101795 | Model D-1 Accelerator Trim for Model F Dry Valves with Conv. Trim | 2006-01-06 | .pdf | Trim | Dry Systems & Trim Charts
118a | 101795 | Model D-1 Accelerator Trim for Model F Dry Valves with Conv. Trim | 2007-02-09 | .pdf | Trim | Dry Systems & Trim Charts
121a | 030693 | Model F-1 Dry Valve Conventional Trim | 1993-04-27 | .pdf | Trim | Dry Systems & Trim Charts | 08395, 08396
121a | 030693 | Model F-1 Dry Valve Conventional Trim | 1994-06-02 | .pdf | Trim | Dry Systems & Trim Charts | 08395, 08396
121a | 030693 | Model F-1 Dry Valve Conventional Trim | 1995-05-10 | .pdf | Trim | Dry Systems & Trim Charts | 08395, 08396, 08264, 08400
121a | 030693 | Model F-1 Dry Valve Conventional Trim | 1997-05-16 | .pdf | Trim | Dry Systems & Trim Charts | 08395, 08396
121a | 030693 | Model F-1 Dry Valve Conventional Trim | 1997-08-25 | .pdf | Trim | Dry Systems & Trim Charts | 10158, 08395, 10159, 08396
121a | 030693 | Model F-1 Dry Valve Conventional Trim | 1997-11-11 | .pdf | Trim | Dry Systems & Trim Charts | 10158, 08395, 10159, 08396
121a | 030693 | Model F-1 Dry Valve Conventional Trim | 1999-08-09 | .pdf | Trim | Dry Systems & Trim Charts | 10158, 08395, 10159, 08396
121a | 030693 | Model F-1 Dry Valve Conventional Trim | 2001-05-22 | .pdf | Trim | Dry Systems & Trim Charts | 10158, 08395, 10159, 08396
121a | 030693 | Model F-1 Dry Valve Conventional Trim | 2001-12-14 | .pdf | Trim | Dry Systems & Trim Charts | 10158, 08395, 10159, 08396
121a | 030693 | Model F-1 Dry Valve Conventional Trim | 2002-04-25 | .pdf | Trim | Dry Systems & Trim Charts | 10158, 08395, 10159, 08396
121a | 030693 | Model F-1 Dry Valve Conventional Trim | 2003-04-11 | .pdf | Trim | Dry Systems & Trim Charts
121a | 030693 | Model F-1 Dry Valve Conventional Trim | 2005-03-31 | .pdf | Trim | Dry Systems & Trim Charts
121a-d | 030693 | Model F-1 Dry Valve Conventional Trim | 2007-02-09 | .pdf | Trim | Dry Systems & Trim Charts
121a-d | 030693 | Model F-1 Dry Valve Conventional Trim | 2008-06-20 | .pdf | Trim | Dry Systems & Trim Charts
121a-d | 030693 | Model F-1 Dry Valve Conventional Trim | 2012-01-27 | .pdf | Trim | Dry Systems & Trim Charts
121b | 030693 | Model E Accelerator Trim with F-1 Dry Valves | 1993-04-27 | .pdf | Trim | Dry Systems & Trim Charts | 08264, 08400
121b | 030693 | Model E Accelerator Trim with F-1 Dry Valves | 1994-06-02 | .pdf | Trim | Dry Systems & Trim Charts | 08264, 08400
121b | 030693 | Model E Accelerator Trim with F-1 Dry Valves | 1995-05-01 | .pdf | Trim | Dry Systems & Trim Charts
121b | 030693 | Model E Accelerator Trim with F-1 Dry Valves | 1997-05-16 | .pdf | Trim | Dry Systems & Trim Charts | 08264, 08400
121b | 030693 | Model E Accelerator Trim with F-1 Dry Valves | 1997-08-25 | .pdf | Trim | Dry Systems & Trim Charts | 08264, 08400
121b | 030693 | Model E Accelerator Trim with F-1 Dry Valves | 1997-11-11 | .pdf | Trim | Dry Systems & Trim Charts | 08264, 08400
121b | 030693 | Model E Accelerator Trim with F-1 Dry Valves | 1999-08-09 | .pdf | Trim | Dry Systems & Trim Charts | 08264, 08400
121b | 030693 | Model E Accelerator Trim with F-1 Dry Valves | 2001-05-22 | .pdf | Trim | Dry Systems & Trim Charts | 08264, 08400
121b | 030693 | Model E Accelerator Trim with F-1 Dry Valves | 2001-12-14 | .pdf | Trim | Dry Systems & Trim Charts | 08264, 08400
121b | 030693 | Model E Accelerator Trim with F-1 Dry Valves | 2002-04-25 | .pdf | Trim | Dry Systems & Trim Charts | 08264, 08400
121b | 030693 | Model E Accelerator Trim with F-1 Dry Valves | 2003-04-11 | .pdf | Trim | Dry Systems & Trim Charts
121b | 030693 | Model E Accelerator Trim | 2005-03-31 | .pdf | Trim | Dry Systems & Trim Charts
121e | 021107 | Model E Accelerator Trim | 2007-02-09 | .pdf | Trim | Dry Systems & Trim Charts
121e | 021107 | Model E Accelerator Trim | 2007-05-11 | .pdf | Trim | Dry Systems & Trim Charts
124a-b | - | Model B Accelerator and Anti-Flood Trim Chart | 1972-12-01 | .pdf | Trim | Dry Systems & Trim Charts
124c | 1138 | Model C Accelerator Trim Chart for Model C-2 Dry Valves | 1980-08-01 | .pdf | Trim | Dry Systems & Trim Charts
124D | 1138 | Iron Trim for Model C Accelerator on Model D&E Dry Valves | 1981-06-01 | .pdf | Trim | Dry Systems & Trim Charts
124E | 1153 | Iron Trim for Model C Accelerator on Model D & E Dry Valves | 1983-02-01 | .pdf | Trim | Dry Systems & Trim Charts | 05791-F
132a-g | 010300 | HP Dry System | 2000-05-01 | .pdf | System | Dry Systems & Trim Charts
132a-g | 010300 | HP Dry System | 2000-09-08 | .pdf | System | Dry Systems & Trim Charts
132a-g | 010300 | HP Dry System | 2003-08-01 | .pdf | System | Dry Systems & Trim Charts
132a-g | 010300 | HP Dry System | 2004-06-01 | .pdf | System | Dry Systems & Trim Charts
132a-w | 010300 | HP Dry System | 2007-11-30 | .pdf | System | Dry Systems & Trim Charts
150-151 | - | Air Supply for Dry Systems | 1981-12-01 | .pdf | System | Dry Systems & Trim Charts
105a-e | 011607 | Air Supply for Dry Systems | 2007-02-09 | .pdf | System | Dry Systems & Trim Charts
105a-e | 011607 | Air Supply for Dry Systems | 2008-09-05 | .pdf | System | Dry Systems & Trim Charts
C-1-C-3 | - | Dry Pipe Sprinkler System | 1965-07-01 | .pdf | System | Dry Systems & Trim Charts

## Wet Systems & Trim
|  | OBSOLETE TECHNICAL DATA VALVES, SYSTEMS, AND DEVICES | The Viking Corporation 210 N. Industrial Park Drive Hastings, Michigan 49058 U.S.A. |  |  | Technical Services Toll-Free: 877-384-5464 Fax: 269-818-1680 Web Site: http://www.vikinggroupinc.com
Page Number | Form Number | Title | Issue Date | Link | Category | Section | Part Numbers
WET SYSTEMS & TRIM
B-1 - B-3 | - | Wet Pipe Valve System (E Alarm Valve & B-2 Retard Chamber) | 1965-07-01 | .pdf | System | Wet Systems & Trim
1-4 | 041289 | Wet Pipe Sprinkler System | 1972-08-01 | .pdf | System | Wet Systems & Trim
1-4 | 041289 | Wet Pipe Sprinkler System | 1990-01-01 | .pdf | System | Wet Systems & Trim
- | 06937F | Model H-2 Alarm Check Valve Trim, Variable Pressure (Texas) | 1988-03-01 | .pdf | Trim | Wet Systems & Trim
- | 1107 | 4” Model F-1 Alarm Valve Trim Chart | 1988-05-01 | .pdf | Trim | Wet Systems & Trim
- | 1108 | 6” Model F-1 Alarm Valve Trim Chart | 1988-05-01 | .pdf | Trim | Wet Systems & Trim
- | 1109 | 8” Model F-1 Alarm Valve Trim Chart | 1988-05-01 | .pdf | Trim | Wet Systems & Trim
19-20 | - | 2-1/2” Model F-1 Alarm Valve Trim | 1976-04-01 | .pdf | Trim | Wet Systems & Trim
19-20 | 1106 | 2-1/2” Model F-1 Alarm Valve Trim | 1978-06-01 | .pdf | Trim | Wet Systems & Trim
19-20 | 1106 | 2-1/2” Model F-1 Alarm Valve Trim | 1979-03-01 | .pdf | Trim | Wet Systems & Trim
19-20 | 1141 | 2-1/2” Model G-1 Alarm Valve Vertical Trim Variable Pressure | 1982-09-01 | .pdf | Trim | Wet Systems & Trim
19-20 | 05544-F | Model F-1 4” Alarm Valve Trim Chart | 1988-05-01 | .pdf | Trim | Wet Systems & Trim
19-23 | 02160-F | 2-1/2”, 4", 8" Model E Alarm Valve Trim Chart | 1972-07-01 | .pdf | Trim | Wet Systems & Trim
20 A-B | 1089 | 4” Model F-1 Alarm Valve Trim Chart | 1974-12-01 | .pdf | Trim | Wet Systems & Trim
21 | 1142 | 2-1/2” Model G-1 Alarm Valve Vertical Trim, Constant Pressure | 1982-09-01 | .pdf | Trim | Wet Systems & Trim
22 | 1143 | 4”, 6", & 8" Model G-1 Alarm Valve Vertical Trim, Constant Pressure | 1982-09-01 | .pdf | Trim | Wet Systems & Trim
21-22 | 05709-F | Model F-1 Alarm Valve Trim, Constant Pressure | 1988-05-01 | .pdf | Trim | Wet Systems & Trim
21-22 | 1079 | 6” Model F-1 Alarm Valve Trim | 1972-04-01 | .pdf | Trim | Wet Systems & Trim
22 A-B | 1092 | 8” Model F-1 Alarm Valve Trim Chart | 1974-12-01 | .pdf | Trim | Wet Systems & Trim
27a-b | 102993 | Model J-1 Alarm Check Valve, Vertical Trim | 1993-11-09 | .pdf | Trim | Wet Systems & Trim | 08633, 08634, 08635, 08636, 08637, 08638, 08639, 08640
27a-b | 102993 | Model J-1 Alarm Check Valve, Vertical Trim | 1994-03-01 | .pdf | Trim | Wet Systems & Trim | 08633, 08634, 08635, 08636, 08637, 08638, 08639, 08640
27a-b | 102993 | Model J-1 Alarm Check Valve, Vertical Trim | 1994-07-15 | .pdf | Trim | Wet Systems & Trim | 08633, 08634, 08635, 08636, 08637, 08638, 08639, 08640
27a-c | 102993 | Model J-1 Alarm Check Valve, Vertical Trim | 1996-10-01 | .pdf | Trim | Wet Systems & Trim
27a-c | 102993 | Model J-1 Alarm Check Valve, Vertical Trim | 1996-12-27 | .pdf | Trim | Wet Systems & Trim | 08633, 08634, 08635, 08636, 08637, 08638, 08639, 08640
27a-c | 102993 | Model J-1 Alarm Check Valve, Vertical Trim | 1998-04-27 | .pdf | Trim | Wet Systems & Trim | 08633, 08634, 08635, 08636, 08637, 08638, 08639, 08640
27a-c | 102993 | Model J-1 Alarm Check Valve, Vertical Trim | 1999-07-01 | .pdf | Trim | Wet Systems & Trim | 08633, 08634, 08635, 08636, 08637, 08638, 08639, 08640
27a-c | 102993 | Model J-1 Alarm Check Valve, Vertical Trim | 1999-12-01 | .pdf | Trim | Wet Systems & Trim
27a-c | 102993 | Model J-1 Alarm Check Valve, Vertical Trim | 2006-09-21 | .pdf | Trim | Wet Systems & Trim
27a-c | 102993 | Model J-1 Alarm Check Valve, Vertical Trim | 2007-02-09 | .pdf | Trim | Wet Systems & Trim
27a-c | 102993 | Model J-1 Alarm Check Valve, Vertical Trim | 2008-08-01 | .pdf | Trim | Wet Systems & Trim
27a-c | 102993 | Model J-1 Alarm Check Valve, Vertical Trim | 2009-02-22 | .pdf | Trim | Wet Systems & Trim
28a-b | 110193 | Model J-1 Alarm Check Valve, Horizontal Trim | 1993-11-09 | .pdf | Trim | Wet Systems & Trim | 08763, 08765, 08767, 08769, 08764, 08766, 08768, 08770
28a-b | 110193 | Model J-1 Alarm Check Valve, Horizontal Trim | 1996-10-10 | .pdf | Trim | Wet Systems & Trim
28a-c | 110193 | Model J-1 Alarm Check Valve, Horizontal Trim | 1996-12-27 | .pdf | Trim | Wet Systems & Trim | 08763, 08765, 08767, 08769, 08764, 08766, 08768, 08770
28a-c | 110193 | Model J-1 Alarm Check Valve, Horizontal Trim | 1998-04-27 | .pdf | Trim | Wet Systems & Trim | 08763, 08765, 08767, 08769, 08764, 08766, 08768, 08770
28a-c | 110193 | Model J-1 Alarm Check Valve, Horizontal Trim | 1998-06-18 | .pdf | Trim | Wet Systems & Trim | 08763, 08765, 08767, 08769, 08764, 08766, 08768, 08770
28a-c | 110193 | Model J-1 Alarm Check Valve, Horizontal Trim | 2000-01-06 | .pdf | Trim | Wet Systems & Trim
28a-c | 110193 | Model J-1 Alarm Check Valve, Horizontal Trim | 2007-02-09 | .pdf | Trim | Wet Systems & Trim
28a-c | 110193 | Model J-1 Alarm Check Valve, Horizontal Trim | 2007-02-09 | .pdf | Trim | Wet Systems & Trim
28a-c | 110193 | Model J-1 Alarm Check Valve, Horizontal Trim | 2009-02-22 | .pdf | Trim | Wet Systems & Trim
28a-c | 110193 | Model J-1 Alarm Check Valve, Horizontal Trim | 2013-03-21 | .pdf | Trim | Wet Systems & Trim
30a-g | 102307 | EasyPac Commercial Riser Assemblies 1-1/4" - 6" (DN32 - DN150) | 2008-02-01 | .pdf | System | Wet Systems & Trim
30a-g | 102307 | EasyPac Commercial Riser Assemblies 1-1/4" - 6" (DN32 - DN150) | 2008-04-04 | .pdf | System | Wet Systems & Trim
30a-f | 102307 | EasyPac Commercial Riser Assemblies 1-1/4" - 6" (DN32 - DN150) | 2008-07-11 | .pdf | System | Wet Systems & Trim | 14847, 14848, 14850, 14851, 14852, 14853, 14854, 14855, 14856, 14857, 14858, 14859, 14860, 14861, 14862, 14863, 14871, 14872, 14873, 14874, 14875, 14876, 14877, 14878, 14899, 14935, 15248, 15249, 15250, 15251, 15252, 15253, 15254, 15255, 15256, 15257, 15258, 15259, 15260, 15264, 15265, 15266
30a-f | 102307 | EasyPac Commercial Riser Assemblies 1-1/4" - 6" (DN32 - DN150) | 2008-09-05 | .pdf | System | Wet Systems & Trim | 14847, 14848, 14850, 14851, 14852, 14853, 14854, 14855, 14856, 14857, 14858, 14859, 14860, 14861, 14862, 14863, 14871, 14872, 14873, 14874, 14875, 14876, 14877, 14878, 14899, 14935, 15248, 15249, 15250, 15251, 15252, 15253, 15254, 15255, 15256, 15257, 15258, 15259, 15260, 15264, 15265, 15266
30a-f | 102307 | EasyPac Commercial Riser Assemblies 1-1/4" - 6" (DN32 - DN150) | 2009-07-31 | .pdf | System | Wet Systems & Trim | 14847, 14848, 14850, 14851, 14852, 14853, 14854, 14855, 14856, 14857, 14858, 14859, 14860, 14861, 14862, 14863, 14871, 14872, 14873, 14874, 14875, 14876, 14877, 14878, 14899, 14935, 15248, 15249, 15250, 15251, 15252, 15253, 15254, 15255, 15256, 15257, 15258, 15259, 15260, 15264, 15265, 15266
31a-e | 102407 | EasyPac Residential Riser Assemblies 1-1/4" - 2" (DN32 - DN50) | 2008-02-01 | .pdf | System | Wet Systems & Trim
31a-e | 102407 | EasyPac Residential Riser Assemblies 1-1/4" - 2" (DN32 - DN50) | 2008-04-04 | .pdf | System | Wet Systems & Trim | 14840, 14841, 14842, 14843, 14844, 14845, 14846, 14849, 14900, 14901, 14905, 15226, 15227, 15228, 15229, 15230, 15231, 15232, 15233, 15234, 15235, 15236, 15237, 15238, 15239, 15240, 15241, 15242, 15243, 15244, 15245, 15246, 15247
31a-f | 102407 | EasyPac Residential Riser Assemblies 1-1/4" - 2" (DN32 - DN50) | 2008-07-11 | .pdf | System | Wet Systems & Trim | 14840, 14841, 14842, 14843, 14844, 14845, 14846, 14849, 14900, 14901, 14905, 15226, 15227, 15228, 15229, 15230, 15231, 15232, 15233, 15234, 15235, 15236, 15237, 15238, 15239, 15240, 15241, 15242, 15243, 15244, 15245, 15246, 15247
31a-f | 102407 | EasyPac Residential Riser Assemblies 1-1/4" - 2" (DN32 - DN50) | 2008-09-05 | .pdf | System | Wet Systems & Trim | 14840, 14841, 14842, 14843, 14844, 14845, 14846, 14849, 14900, 14901, 14905, 15226, 15227, 15228, 15229, 15230, 15231, 15232, 15233, 15234, 15235, 15236, 15237, 15238, 15239, 15240, 15241, 15242, 15243, 15244, 15245, 15246, 15247
31a-f | 102407 | EasyPac Residential Riser Assemblies 1-1/4" - 2" (DN32 - DN50) | 2009-03-27 | .pdf | System | Wet Systems & Trim | 14840, 14841, 14842, 14843, 14844, 14845, 14846, 14849, 14900, 14901, 14905, 15226, 15227, 15228, 15229, 15230, 15231, 15232, 15233, 15234, 15235, 15236, 15237, 15238, 15239, 15240, 15241, 15242, 15243, 15244, 15245, 15246, 15247
31a-f | 102407 | EasyPac Residential Riser Assemblies 1-1/4" - 2" (DN32 - DN50) | 2009-07-31 | .pdf | System | Wet Systems & Trim | 14840, 14841, 14842, 14843, 14844, 14845, 14846, 14849, 14900, 14901, 14905, 15226, 15227, 15228, 15229, 15230, 15231, 15232, 15233, 15234, 15235, 15236, 15237, 15238, 15239, 15240, 15241, 15242, 15243, 15244, 15245, 15246, 15247
32a-e | 021908 | EasyPac Floor Control Riser Assemblies 1-1/4" - 2-1/2" (DN32 - DN60) | 2008-04-04 | .pdf | System | Wet Systems & Trim
32a-f | 021908 | EasyPac Floor Control Riser Assemblies 1-1/4" - 2-1/2" (DN32 - DN60) | 2008-07-11 | .pdf | System | Wet Systems & Trim | 15261, 15262, 15263, 15267, 15268, 15269, 15270, 15271, 15272, 15273, 15274, 15275, 15276, 15277, 15278, 15279, 15280, 15281, 15282, 15283, 15284, 15285, 15286, 15287, 15288, 15289, 15290, 15291, 15292, 15293, 15294, 15295, 15296, 15297, 15298, 15299, 15300, 15301, 15302, 15303, 15304, 15305
32a-f | 021908 | EasyPac Floor Control Riser Assemblies 1-1/4" - 2-1/2" (DN32 - DN60) | 2008-09-05 | .pdf | System | Wet Systems & Trim | 15261, 15262, 15263, 15267, 15268, 15269, 15270, 15271, 15272, 15273, 15274, 15275, 15276, 15277, 15278, 15279, 15280, 15281, 15282, 15283, 15284, 15285, 15286, 15287, 15288, 15289, 15290, 15291, 15292, 15293, 15294, 15295, 15296, 15297, 15298, 15299, 15300, 15301, 15302, 15303, 15304, 15305
32a-f | 021908 | EasyPac Floor Control Riser Assemblies 1-1/4" - 2-1/2" (DN32 - DN60) | 2009-07-31 | .pdf | System | Wet Systems & Trim | 15261, 15262, 15263, 15267, 15268, 15269, 15270, 15271, 15272, 15273, 15274, 15275, 15276, 15277, 15278, 15279, 15280, 15281, 15282, 15283, 15284, 15285, 15286, 15287, 15288, 15289, 15290, 15291, 15292, 15293, 15294, 15295, 15296, 15297, 15298, 15299, 15300, 15301, 15302, 15303, 15304, 15305
33-34 | 06433F | Model H Alarm Check Valve, Variable Pressure Trim | 1985-09-01 | .pdf | Trim | Wet Systems & Trim
33-34 | 06887F | Model H-2 Alarm Check Valve, Variable Pressure Trim | 1987-07-01 | .pdf | Trim | Wet Systems & Trim
33-34 | 06887F | Model H-2 Alarm Check Valve, Variable Pressure Trim | 1988-03-01 | .pdf | Trim | Wet Systems & Trim
33-34 | 06887F | Model H-2 Alarm Check Valve, Vertical Variable Pressure Trim | 1989-04-01 | .pdf | Trim | Wet Systems & Trim
33-34 | 06887F | Model H-2 Alarm Check Valve, Vertical Variable Pressure Trim | 1992-09-30 | .pdf | Trim | Wet Systems & Trim | 06868, 07473, 07474, 07469, 07470, 06880A, 06882A, 08160, 08161, 08162, 08163, 08164, 08165, 08166
35-36 | 06434F | Model H Alarm Check Valve, Constant Pressure Trim | 1985-09-01 | .pdf | Trim | Wet Systems & Trim
35-36 | 06888F | Model H-2 Alarm Check Valve, Constant Pressure Trim | 1987-07-01 | .pdf | Trim | Wet Systems & Trim
35-36 | 06888F | Model H-2 Alarm Check Valve, Constant Pressure Trim | 1988-03-01 | .pdf | Trim | Wet Systems & Trim
35-36 | 06888F | Model H-2 Alarm Check Valve, Vertical Constant Pressure Trim | 1989-04-01 | .pdf | Trim | Wet Systems & Trim
B-1 - B-3 | - | Wet Pipe Valve System (E Alarm Valve & B-2 Retard Chamber) | 1965-07-01 | .pdf | System | Wet Systems & Trim

## Check Valves & Alarm Devices
|  | OBSOLETE TECHNICAL DATA VALVES, SYSTEMS, AND DEVICES | The Viking Corporation 210 N. Industrial Park Drive Hastings, Michigan 49058 U.S.A. |  |  | Technical Services Toll-Free: 877-384-5464 Fax: 269-818-1680 Web Site: http://www.vikinggroupinc.com
Page Number | Form Number | Title | Issue Date | Link | Category | Section | Part Numbers
CHECK VALVES & ALARM DEVICES
| 4003 | Alarm Line Outlet | 1969-05-22 | .pdf | Device | Check Valves & Alarm Devices | DV-SP-2-2
B-12 |  | Models A, C, D, E Alarm Valve Rubbers | 1971-02-01 | .pdf | Device | Check Valves & Alarm Devices
27 | - | Models A, C, D, E, F-1, G-1, Alarm Valve Rubbers | 1972-04-01 | .pdf | Device | Check Valves & Alarm Devices
27 | - | Models A, C, D, E, F-1, G-1, Alarm Valve Rubbers | 1982-04-01 | .pdf | Device | Check Valves & Alarm Devices
39 | - | Models A, C, D, E, F-1, G-1, H-1 Alarm Valve Rubbers | 1985-09-01 | .pdf | Device | Check Valves & Alarm Devices
700 | 2109 | Model A-1 Air Supervisory Switch | 1982-07-01 | .pdf | Device | Check Valves & Alarm Devices | 04702-A
701 | - | Pressure Switches, Models UA-1010 & UA-1011 | 1972-04-01 | .pdf | Device | Check Valves & Alarm Devices
702 | 4053 | Pressure Switch Bulletin | 1977-02-18 | .pdf | Device | Check Valves & Alarm Devices
703 | - | Model D-3 Water Motor Alarm | 1972-04-01 | .pdf | Device | Check Valves & Alarm Devices
709 | 4039 | Electric Bells and Accessories | 1974-09-01 | .pdf | Device | Check Valves & Alarm Devices
721 | - | Calculation Sign | 1976-11-01 | .pdf | Device | Check Valves & Alarm Devices
721 | - | Calculation Sign | 1979-05-01 | .pdf | Device | Check Valves & Alarm Devices
721 | - | Calculation Sign | 1983-02-01 | .pdf | Device | Check Valves & Alarm Devices
721 | - | Calculation Sign | 1988-08-01 | .pdf | Device | Check Valves & Alarm Devices
833 | - | Model F Detector Check Trim Chart | 1986-01-01 | .pdf | Trim | Check Valves & Alarm Devices
833 | - | Model F Detector Check Trim Chart | 1988-03-01 | .pdf | Trim | Check Valves & Alarm Devices
- | 1007/3-68 | Model E Alarm Valve & Trim | 1954-01-01 | .pdf | Valve | Check Valves & Alarm Devices
- | - | Model E Alarm Valve | 1965-07-01 | .pdf | Valve | Check Valves & Alarm Devices
- | TB 4005 | Technical Bulletin - 8" Detector Check Valve D-1 | 1969-07-15 | .pdf | Bulletin | Check Valves & Alarm Devices
- | TB 4006 | Technical Bulletin - 6" Detector Check Valve D-1 | 1970-01-05 | .pdf | Bulletin | Check Valves & Alarm Devices
125-126 | - | Model A Drip Check, Model C Drip Check & Valve Rubbers | 1972-04-01 | .pdf | Device | Check Valves & Alarm Devices
125-126 | - | Model A Drip Check, Model C Drip Check & Valve Rubbers | 1982-04-01 | .pdf | Device | Check Valves & Alarm Devices
| TB 4019 | 6" Model F-1 Alarm Valve | 1971-10-01 | .pdf | Valve | Check Valves & Alarm Devices
13-16 | - | Model E & F-1 Alarm Valves | 1976-05-01 | .pdf | Valve | Check Valves & Alarm Devices
13-16 | - | Model F-1 Alarm Check Valve | 1978-04-01 | .pdf | Valve | Check Valves & Alarm Devices
13-16 | - | Model F-1 Alarm Check Valve | 1979-08-01 | .pdf | Valve | Check Valves & Alarm Devices
13-16 | - | Model G-1 Alarm Check Valve | 1981-10-01 | .pdf | Valve | Check Valves & Alarm Devices | 04604C, 04608C, 04611C, 04614C
13-16 | - | Models F-1 & G-1 Alarm Check Valves | 1983-02-01 | .pdf | Valve | Check Valves & Alarm Devices | 02745C, 02190C, 01221C, 02294C, 04604C, 04608C, 04611C, 04614C
13-18 | - | Model E & F-1 Alarm Check Valve | 1974-02-01 | .pdf | Valve | Check Valves & Alarm Devices
15-18 | - | Model E & F-1 Alarm Valves | 1972-04-01 | .pdf | Valve | Check Valves & Alarm Devices
| - | 2-1/2” Model E Alarm Valve |  | .pdf | Valve | Check Valves & Alarm Devices
18a-b | - | 2-1/2” Model F-1 Alarm Check Valve | 1976-04-01 | .pdf | Valve | Check Valves & Alarm Devices
B-8 - B-10 |  | Model B-2 Retard Chamber | 1965-07-01 | .pdf | Device | Check Valves & Alarm Devices
B-11 |  | Model B-2 Retard Chamber Special Applications | 1971-02-01 | .pdf | Device | Check Valves & Alarm Devices
25-26 | - | Model B-2 Retard Chamber | 1972-04-01 | .pdf | Device | Check Valves & Alarm Devices
25-26 | - | Model B-2 Retard Chamber | 1974-07-01 | .pdf | Device | Check Valves & Alarm Devices | 1589
25-26 | - | Model B-3 Retard Chamber | 1979-02-01 | .pdf | Device | Check Valves & Alarm Devices | 01589C
25-26 | - | Model B-3 Retard Chamber | 1983-07-01 | .pdf | Device | Check Valves & Alarm Devices | 01589C
25-26 | 06525F | Model B-3 Retard Chamber | 1986-01-01 | .pdf | Device | Check Valves & Alarm Devices | 01589C
26a-e | 062293 | Model J-1 Alarm Check Valve | 1993-11-09 | .pdf | Valve | Check Valves & Alarm Devices | 08235, 08236, 08237, 08238, 08239, 08240, 08241, 08242, 08243, 08244, 08245, 08246
26a-e | 062293 | Model J-1 Alarm Check Valve | 1994-07-15 | .pdf | Valve | Check Valves & Alarm Devices | 08235, 08236, 08237, 08238, 08239, 08240, 08241, 08242, 08243, 08244, 08245, 08246
26a-f | 062293 | Model J-1 Alarm Check Valve | 1996-12-27 | .pdf | Valve | Check Valves & Alarm Devices | 08235, 08236, 08237, 08238, 08239, 08240, 08241, 08242, 08243, 08244, 08245, 08246
26a-f | 062293 | Model J-1 Alarm Check Valve | 1998-03-10 | .pdf | Valve | Check Valves & Alarm Devices | 08235, 08236, 08237, 08238, 08239, 08240, 08241, 08242, 08243, 08244, 08245, 08246
26a-f | 062293 | Model J-1 Alarm Check Valve | 1999-03-04 | .pdf | Valve | Check Valves & Alarm Devices | 08235, 08236, 08237, 08238, 08239, 08240, 08241, 08242, 08243, 08244, 08245, 08246
26a-f | 062293 | Model J-1 Alarm Check Valve | 1999-07-19 | .pdf | Valve | Check Valves & Alarm Devices
26a-f | 062293 | Model J-1 Alarm Check Valve | 2004-05-14 | .pdf | Valve | Check Valves & Alarm Devices
26a-f | 062293 | Model J-1 Alarm Check Valve | 2004-07-30 | .pdf | Valve | Check Valves & Alarm Devices
26a-f | 062293 | Model J-1 Alarm Check Valve | 2005-12-01 | .pdf | Valve | Check Valves & Alarm Devices
26a-f | 062293 | Model J-1 Alarm Check Valve | 2006-08-03 | .pdf | Valve | Check Valves & Alarm Devices
26a-f | 062293 | Model J-1 Alarm Check Valve | 2006-09-28 | .pdf | Valve | Check Valves & Alarm Devices
26a-g | 062293 | Model J-1 Alarm Check Valve | 2007-01-19 | .pdf | Valve | Check Valves & Alarm Devices
26a-g | 062293 | Model J-1 Alarm Check Valve | 2007-11-30 | .pdf | Valve | Check Valves & Alarm Devices | 08235, 09108, 09109, 09111, 12388, 09535, 09536, 09877, 12389, 08236, 08237, 08238, 08239, 08240, 08241, 08242, 08243, 08244, 08245, 08246, 08633, 08634, 08635, 08636, 08637, 08638, 08639, 08640, 08763, 08765, 08767, 08769, 08764, 08766, 08768, 08770, 09116, 09117, 09536, 09110, 09118, 09874, 09405, 09119
26a-f | 062293 | Model J-1 Alarm Check Valve | 2008-09-05 | .pdf | Valve | Check Valves & Alarm Devices | 08235, 09108, 09109, 09111, 12388, 09535, 09536, 09877, 12389, 08236, 08237, 08238, 08239, 08240, 08241, 08242, 08243, 08244, 08245, 08246, 08633, 08634, 08635, 08636, 08637, 08638, 08639, 08640, 08763, 08765, 08767, 08769, 08764, 08766, 08768, 08770, 09116, 09117, 09536, 09110, 09118, 09874, 09405, 09119
26a-g | 062293 | Model J-1 Alarm Check Valve | 2009-02-22 | .pdf | Valve | Check Valves & Alarm Devices | 08235, 09108, 09109, 09111, 12388, 09535, 09536, 09877, 12389, 08236, 08237, 08238, 08239, 08240, 08241, 08242, 08243, 08244, 08245, 08246, 08633, 08634, 08635, 08636, 08637, 08638, 08639, 08640, 08763, 08765, 08767, 08769, 08764, 08766, 08768, 08770, 09116, 09117, 09536, 09110, 09118, 09874, 09405, 09119
26a-g | 062293 | Model J-1 Alarm Check Valve | 2009-04-02 | .pdf | Valve | Check Valves & Alarm Devices | 08235, 09108, 09109, 09111, 12388, 09535, 09536, 09877, 12389, 08236, 08237, 08238, 08239, 08240, 08241, 08242, 08243, 08244, 08245, 08246, 08633, 08634, 08635, 08636, 08637, 08638, 08639, 08640, 08763, 08765, 08767, 08769, 08764, 08766, 08768, 08770, 09116, 09117, 09536, 09110, 09118, 09874, 09405, 09119
26a-g | 062293 | Model J-1 Alarm Check Valve | 2009-12-04 | .pdf | Valve | Check Valves & Alarm Devices | 08235, 09108, 09109, 09111, 12388, 09535, 09536, 09877, 12389, 08236, 08237, 08238, 08239, 08240, 08241, 08242, 08243, 08244, 08245, 08246, 08633, 08634, 08635, 08636, 08637, 08638, 08639, 08640, 08763, 08765, 08767, 08769, 08764, 08766, 08768, 08770, 09116, 09117, 09536, 09110, 09118, 09874, 09405, 09119
26a-g | 062293 | Model J-1 Alarm Check Valve | 2011-03-04 | .pdf | Valve | Check Valves & Alarm Devices | 08235, 09108, 09109, 09111, 12388, 09535, 09536, 09877, 12389, 08236, 08237, 08238, 08239, 08240, 08241, 08242, 08243, 08244, 08245, 08246, 08633, 08634, 08635, 08636, 08637, 08638, 08639, 08640, 08763, 08765, 08767, 08769, 08764, 08766, 08768, 08770, 09116, 09117, 09536, 09110, 09118, 09874, 09405, 09119
26a-g | 062293 | Model J-1 Alarm Check Valve | 2011-08-26 | .pdf | Valve | Check Valves & Alarm Devices | 08235, 09108, 09109, 09111, 12388, 09535, 09536, 09877, 12389, 08236, 08237, 08238, 08239, 08240, 08241, 08242, 08243, 08244, 08245, 08246, 08633, 08634, 08635, 08636, 08637, 08638, 08639, 08640, 08763, 08765, 08767, 08769, 08764, 08766, 08768, 08770, 09116, 09117, 09536, 09110, 09118, 09874, 09405, 09119
26a-g | 062293 | Model J-1 Alarm Check Valve | 2013-06-12 | .pdf | Valve | Check Valves & Alarm Devices | 08235, 09108, 09109, 09111, 12388, 09535, 09536, 09877, 12389, 08236, 08237, 08238, 08239, 08240, 08241, 08242, 08243, 08244, 08245, 08246, 08633, 08634, 08635, 08636, 08637, 08638, 08639, 08640, 08763, 08765, 08767, 08769, 08764, 08766, 08768, 08770, 09116, 09117, 09536, 09110, 09118, 09874, 09405, 09119
29-32 | 06453F | Model H Alarm Check Valve | 1985-09-01 | .pdf | Valve | Check Valves & Alarm Devices | 06306C, 06310C, 05887C, 06149C, 05894C, 06267C, 06390C, 06389C
29-32 | 06453F | Model H Alarm Check Valve | 1986-09-01 | .pdf | Valve | Check Valves & Alarm Devices | 06306C, 06310C, 05887C, 06149C, 05894C, 06267C, 06390C, 06389C
29-32 | 06910F | Model H-2 Alarm Check Valve | 1987-08-01 | .pdf | Valve | Check Valves & Alarm Devices | 06845C, 06844C, 06827C, 06826C, 06835C, 06834C, 06892C, 06891C
29-32 | 092088 | Model H-2 Alarm Check Valve | 1989-01-18 | .pdf | Valve | Check Valves & Alarm Devices | 06845C, 06844C, 06827C, 06826C, 06835C, 06834C, 06892C, 06891C
37-38 | 06526F | Model C Retard Chamber | 1986-02-01 | .pdf | Device | Check Valves & Alarm Devices | 05904B
37-38 | 092188 | Model C Retard Chamber | 1989-01-18 | .pdf | Device | Check Valves & Alarm Devices | 05904B
37-38 | 092188 | Model C-1 Retard Chamber | 1992-10-08 | .pdf | Device | Check Valves & Alarm Devices | 05904B
38a-b | 092188 | Model C-1 Retard Chamber | 1994-02-24 | .pdf | Device | Check Valves & Alarm Devices | 05904B
38a-b | 092188 | Model C-1 Retard Chamber | 1996-10-10 | .pdf | Device | Check Valves & Alarm Devices | 05904B
38a-b | 092188 | Model C-1 Retard Chamber | 2004-10-28 | .pdf | Device | Check Valves & Alarm Devices
38a-c | 092188 | Model C-1 Retard Chamber | 2006-09-28 | .pdf | Device | Check Valves & Alarm Devices
41-42 | 011189 | Easy Riser® Swing Check Valve | 1989-01-11 | .pdf | Valve | Check Valves & Alarm Devices | 07085, 07087, 07091, 07093, 07097, 07099, 07103, 07105
45 |  | Tyden Alarm Valves and Retarding Chamber | 1965-07-01 | .pdf | Valve | Check Valves & Alarm Devices
701-702 | 2076 | Model A-1 Pressure Switch | 1977-08-01 | .pdf | Device | Check Valves & Alarm Devices | 03922 A, 01123 A
701-702 | 060789 | Model A-1 Pressure switch | 1989-08-10 | .pdf | Device | Check Valves & Alarm Devices | 03922A, 04702A
701a-b | 060789 | SPDT Alarm Pressure Switch | 1992-03-05 | .pdf | Device | Check Valves & Alarm Devices | 07756, 07758
701c-d | 060889 | SPDT Explosion Proof Alarm Pressure Switch | 1992-03-06 | .pdf | Device | Check Valves & Alarm Devices | 01123A
701c-d | 060889 | SPDT Explosion Proof Alarm Pressure Switch | 1993-11-12 | .pdf | Device | Check Valves & Alarm Devices | 01123A, 08698
702a-d | 011392 | SPDT Pressure Supervisory Switch | 1992-03-05 | .pdf | Device | Check Valves & Alarm Devices | 07757, 07821, 07759, 07822
702e-h | 012792 | Pressure Supervisory Switch (Explosion Proof) | 1992-03-03 | .pdf | Device | Check Valves & Alarm Devices | 7113
702e-h | 012792 | Pressure Supervisory Switch (Explosion Proof/Watertight) | 1993-11-12 | .pdf | Device | Check Valves & Alarm Devices | 07113, 08662
703-704 | 2127 | Model VSR-D Flow Switch | 1985-01-01 | .pdf | Device | Check Valves & Alarm Devices | 06060B, 06061B, 06062B, 06063BM, 06064B, 06065B, 06066B, 06067B, 06068B
703-704 | 051889 | Model VSR-F Flow Switch | 1989-05-18 | .pdf | Device | Check Valves & Alarm Devices | 06060B, 06061B, 06062B, 06063BM, 06064B, 06065B, 06066B, 06067B
703a-b | 051889 | Waterflow Indicator | 2007-06-15 | .pdf | Device | Check Valves & Alarm Devices
703a-b | 051889 | Waterflow Indicator | 2008-04-04 | .pdf | Device | Check Valves & Alarm Devices
703a-b | 051889 | Waterflow Indicator | 2009-09-10 | .pdf | Device | Check Valves & Alarm Devices
705-706 | - | Models BH-1001 and BH-1002 Flow Indicators | 1972-04-01 | .pdf | Device | Check Valves & Alarm Devices
705-706 | 060889 | Explosion Proof Pressure Switch | 1989-08-10 | .pdf | Device | Check Valves & Alarm Devices | 01123A, 07113
705a-b | 101095 | Alarm Pressure Switch | 1996-05-01 | .pdf | Device | Check Valves & Alarm Devices
705a-b | 101095 | Alarm Pressure Switch | 1998-02-05 | .pdf | Device | Check Valves & Alarm Devices | 09470, 09471
705e-h | 092898 | Alarm Pressure Switch (Explosion-Proof/ Watertight) | 1998-09-30 | .pdf | Device | Check Valves & Alarm Devices
705e-h | 092898 | Alarm Pressure Switch (Explosion-Proof/ Watertight) | 2007-06-15 | .pdf | Device | Check Valves & Alarm Devices
706a-c | 100995 | Pressure Supervisory Switch | 1998-02-05 | .pdf | Device | Check Valves & Alarm Devices | 09472, 09473
706a-c | 100995 | Pressure Supervisory Switch | 1999-08-18 | .pdf | Device | Check Valves & Alarm Devices
706a-c | 100995 | Pressure Supervisory Switch | 2007-06-15 | .pdf | Device | Check Valves & Alarm Devices
706e-h | 092598 | Pressure Supervisory Switches - Explosion-Proof/Watertight | 1998-09-30 | .pdf | Device | Check Valves & Alarm Devices
706e-h | 092598 | Pressure Supervisory Switches - Explosion-Proof/Watertight | 2007-06-15 | .pdf | Device | Check Valves & Alarm Devices
707-708 | - | Electric Bells | 1972-04-01 | .pdf | Device | Check Valves & Alarm Devices
707-708 | - | Electric Bells | 1979-02-01 | .pdf | Device | Check Valves & Alarm Devices | 03115, 03116, 03117, 03917, 03918, 03919
711-712 | 06020F | Model F-1 Water Motor Alarm | 1987-08-01 | .pdf | Device | Check Valves & Alarm Devices | 05770A
711-714 | - | Model E-1 Water Motor Alarm | 1976-01-01 | .pdf | Device | Check Valves & Alarm Devices | 2917
711-714 | 2071 | Model E-1 Water Motor Alarm | 1977-02-01 | .pdf | Device | Check Valves & Alarm Devices | 2917
711-714 | 082789 | Models F-1 & G-1 Water Motor Alarms | 1989-08-27 | .pdf | Device | Check Valves & Alarm Devices
711-714 | - | Model E-1 Water Motor Alarm | 1977-08-01 | .pdf | Device | Check Valves & Alarm Devices | 02917A
711-714 | - | Model E-1 Water Motor Alarm | 1979-08-01 | .pdf | Device | Check Valves & Alarm Devices | 02917A
711-714 | - | Model F-1 Water Motor Alarm | 1984-01-01 | .pdf | Device | Check Valves & Alarm Devices | 05770A
711-714 | 082789 | Models F-2 & G-2 Water Motor Alarms | 1991-12-18 | .pdf | Device | Check Valves & Alarm Devices | 07862, 07868
711a-d | 082789 | Water Motor Alarm | 1996-11-01 | .pdf | Device | Check Valves & Alarm Devices
711a-d | 082789 | Water Motor Alarm | 2004-03-01 | .pdf | Device | Check Valves & Alarm Devices
711a-d | 082789 | Water Motor Alarm | 2006-08-31 | .pdf | Device | Check Valves & Alarm Devices
711a-d | 082789 | Water Motor Alarm | 2009-04-27 | .pdf | Device | Check Valves & Alarm Devices
711a-d | 082789 | Water Motor Alarm | 2009-12-04 | .pdf | Device | Check Valves & Alarm Devices
712a-b | 012808 | 8" Alarm Bell | 2008-04-04 | .pdf | Device | Check Valves & Alarm Devices
713a | 012908 | Manual Pull Station | 2008-04-04 | .pdf | Device | Check Valves & Alarm Devices
714a-b | 013008 | IS-24 Ionization Smoke Detector | 2008-04-04 | .pdf | Device | Check Valves & Alarm Devices
715a-b | 013108 | PS-24 Photoelectric Smoke Detector | 2008-04-04 | .pdf | Device | Check Valves & Alarm Devices
715h-i | 102809 | SLR-24VN Photoelectric Smoke Detector (MRI) | 2009-11-06 | .pdf | Device | Check Valves & Alarm Devices | 1430032
715-716 | - | Model C-1 Waterflow Indicator | 1977-01-01 | .pdf | Device | Check Valves & Alarm Devices | 03923B, 03924B, 03925B, 03926B, 03927B, 03928B, 03929B, 03930B
716a-b | 032408 | Smoke Detector Base SB-46 | 2008-04-04 | .pdf | Device | Check Valves & Alarm Devices
801-802 | 2053 | Model C-2 Swing Check Valve | 1974-05-01 | .pdf | Valve | Check Valves & Alarm Devices | 02234, 02242, 02249
801-802 | - | Model C-2 Swing Check Valve | 1983-02-01 | .pdf | Valve | Check Valves & Alarm Devices | 02242C, 02249C
801-803 | - | Model C-2 Check Valves | 1972-04-01 | .pdf | Valve | Check Valves & Alarm Devices
803-804 | 2103 | Model D-1 Swing Check Valve | 1981-12-01 | .pdf | Valve | Check Valves & Alarm Devices | 04958A
803-804 | 2103 | Model D-1 Swing Check Valve | 1982-12-01 | .pdf | Valve | Check Valves & Alarm Devices | 04951C, 04980C
803-804 | - | Model D Swing Check Valve | 1984-10-01 | .pdf | Valve | Check Valves & Alarm Devices | 05497C, 05488C, 05880C, 04980C, 05373C
803-804 | - | Model D Swing Check Valve | 1986-09-01 | .pdf | Valve | Check Valves & Alarm Devices | 05497C, 05488C, 05880C, 05922C, 06121C
803-804 | - | Model D Swing Check Valve | 1988-04-01 | .pdf | Valve | Check Valves & Alarm Devices | 05497C, 05488C, 05880C, 06812C, 05922C, 06822C, 06121C
803-804 | 102688 | Models D-1, D-2 & E-2 Swing Check Valves | 1990-01-19 | .pdf | Valve | Check Valves & Alarm Devices | 05497C, 05488C, 05880C, 06812C, 05922C, 06822C, 07313, 07316
803a-c | 102688 | Models D-1 & G-1 Swing Check Valves | 1994-01-06 | .pdf | Valve | Check Valves & Alarm Devices | 08087, 05497C, 08536, 08538, 08539, 08542, 08543, 08546, 08547, 08857, 08858, 08542, 08860
803a-c | 102688 | Models D-1 & G-1 Swing Check Valves | 1994-07-15 | .pdf | Valve | Check Valves & Alarm Devices | 08087, 05497C, 08536, 08538, 08539, 08542, 08543, 08546, 08547, 08857, 08858, 08542, 08860
803a-c | 102688 | Models D-1 & G-1 Swing Check Valves | 1994-11-10 | .pdf | Valve | Check Valves & Alarm Devices | 05497C, 08536, 08538, 08539, 08542, 08543, 08546, 08547, 08858, 08542, 08860
803a-c | 102688 | Models D-1 & G-1 Swing Check Valves | 1995-11-21 | .pdf | Valve | Check Valves & Alarm Devices | 05497C, 08536, 08538, 08539, 08542, 08543, 08546, 08547, 08858, 08542, 08860
803a-d | 102688 | Models D-1 & G-1 Swing Check Valves | 1996-12-27 | .pdf | Valve | Check Valves & Alarm Devices | 05497C, 08536, 08538, 08539, 08542, 08543, 08546, 08547
803a-d | 102688 | Models D-1 & G-1 Swing Check Valves | 1998-03-10 | .pdf | Valve | Check Valves & Alarm Devices | 05497C, 08536, 08538, 08539, 08542, 08543, 08546, 08547
803a-d | 102688 | Models D-1 & G-1 Swing Check Valves | 1999-03-04 | .pdf | Valve | Check Valves & Alarm Devices
803a-d | 102688 | Models D-1 & G-1 Swing Check Valves | 2006-06-22 | .pdf | Valve | Check Valves & Alarm Devices
803a-d | 102688 | Models D-1 & G-1 Swing Check Valves | 2007-11-30 | .pdf | Valve | Check Valves & Alarm Devices
803a-d | 102688 | Models D-1 & G-1 Swing Check Valves | 2008-04-04 | .pdf | Valve | Check Valves & Alarm Devices
803a-d | 102688 | Models D-1 & G-1 Swing Check Valves | 2008-09-05 | .pdf | Valve | Check Valves & Alarm Devices | 05497C, 08536, 08539, 08543, 08547, 08538, 08542, 08546
803a-d | 102688 | Models D-1 & G-1 Swing Check Valves | 2009-12-04 | .pdf | Valve | Check Valves & Alarm Devices | 05497C, 08536, 08539, 08543, 08547, 08538, 08542, 08546
803a-d | 102688 | Models D-1 & G-1 Swing Check Valves | 2010-04-16 | .pdf | Valve | Check Valves & Alarm Devices | 05497C, 08536, 08539, 08543, 08547, 08538, 08542, 08546
803a-d | 102688 | Models D-1 & G-1 Swing Check Valves | 2011-07-01 | .pdf | Valve | Check Valves & Alarm Devices | 05497C, 08536, 08539, 08543, 08547, 08538, 08542, 08546
804a-d | 012202 | 1-1/2" & 2" Spring Loaded In-Line Check Valve | 2002-03-18 | .pdf | Valve | Check Valves & Alarm Devices
804a-d | 012202 | 1-1/2" & 2" Spring Loaded In-Line Check Valve | 2005-01-31 | .pdf | Valve | Check Valves & Alarm Devices
804a-d | 012202 | 1-1/2" & 2" Spring Loaded In-Line Check Valve | 2006-07-27 | .pdf | Valve | Check Valves & Alarm Devices
804a-d | 012202 | 1-1/2" & 2" Spring Loaded In-Line Check Valve | 2006-10-12 | .pdf | Valve | Check Valves & Alarm Devices
805-808 | - | Model D-1 & C-2 Detector Check Valves | 1972-04-01 | .pdf | Valve | Check Valves & Alarm Devices
805-808 | - | Model D-1 & C-2 Detector Check Valves | 1974-02-01 | .pdf | Valve | Check Valves & Alarm Devices | 02626, 02113, 02136, 02152
805-808 | - | Model E-1 & E-2 Detector Check Valves | 1975-12-01 | .pdf | Valve | Check Valves & Alarm Devices | 03224, 02729, 02861, 03155, 02778, 03160, 02859, 02734
805-808 | - | Model E-1 & E-2 Detector Check Valves | 1978-11-01 | .pdf | Valve | Check Valves & Alarm Devices | 03224A, 02729A, 02861A, 03115A, 02778A, 03160A, 02859A, 02734A
805-808 | - | Model E-1 & E-2 Detector Check Valves | 1982-09-01 | .pdf | Valve | Check Valves & Alarm Devices | 02861A, 03155A, 02778A, 03160A, 02859A, 02734A
805-808 | - | Model F-1 Detector Check Valve | 1984-03-01 | .pdf | Valve | Check Valves & Alarm Devices | 05722-C, 05828-C, 05832-C,
805-808 | - | Model F Detector Check Valve | 1985-12-01 | .pdf | Valve | Check Valves & Alarm Devices | 05722C, 05832C, 05996C, 06002C
805-808 | - | Model F Detector Check Valve | 1988-03-01 | .pdf | Valve | Check Valves & Alarm Devices | 05722C, 05832C, 05996C, 06002C, 06074C, 06173C
805-808 | 102788 | Model F Detector Check Valve | 1988-10-01 | .pdf | Valve | Check Valves & Alarm Devices | 05722C, 05832C, 05996C, 06002C, 06173C
805-808 | 102788 | Model F Detector Check Valve | 1989-06-14 | .pdf | Valve | Check Valves & Alarm Devices | 05722C, 05832C, 05996C, 06002C, 06074C, 06173C
805-808 | 102788 | Model F Detector Check Valve | 1989-10-02 | .pdf | Valve | Check Valves & Alarm Devices | 05722C, 05832C, 05996C, 06002C, 06074C, 06173C
805a-d | 092004 | Swing Check Valve | 2004-09-01 | .pdf | Valve | Check Valves & Alarm Devices
805a-d | 092004 | Swing Check Valve | 2005-12-13 | .pdf | Valve | Check Valves & Alarm Devices
805a-d | 092004 | Swing Check Valve | 2007-08-03 | .pdf | Valve | Check Valves & Alarm Devices
805a-d | 092004 | Swing Check Valve | 2007-11-30 | .pdf | Valve | Check Valves & Alarm Devices
808a | TB 4034 | Technical Bulletin - 4" Detector Check Valve D-1 | 1973-07-01 | .pdf | Bulletin | Check Valves & Alarm Devices
809-809c | - | Model E-1 & E-2 Detector Check Valve | 1985-12-01 | .pdf | Valve | Check Valves & Alarm Devices | 02778A, 03160A, 02859A, 02734A
809-810 | - | Model A-1 Wafer Check Valve | 1974-05-01 | .pdf | Valve | Check Valves & Alarm Devices | 02387, 02389, 02390, 02391, 02392
809-810 | - | Model B-1 Wafer Check Valve | 1977-04-01 | .pdf | Valve | Check Valves & Alarm Devices | 04004B, 04005B, 04006B, 04007B, 04008B
811-813 | - | Model A-1 Double Check Backflow Preventer | 1975-07-01 | .pdf | Valve | Check Valves & Alarm Devices | 03086, 02736, 02738, 02710
811-814 | - | Model A-1 Double Check Backflow Preventer | 1982-04-01 | .pdf | Valve | Check Valves & Alarm Devices | 03086A, 02736A, 02738A, 02710A
811-814 | - | Model A-1 Double Check Backflow Preventer | 1983-09-01 | .pdf | Valve | Check Valves & Alarm Devices | 03086A, 02736A, 02738A, 02710A
|  | Letter - Model A-1 Backflow Preventer | 1986-05-15 | .pdf | Valve | Check Valves & Alarm Devices
815-818 | 011189 | Model E-1 Easy Riser® Swing Check Valve | 1990-01-16 | .pdf | Valve | Check Valves & Alarm Devices | 07085, 07087, 07091, 07093, 07097, 07099, 07103, 07105
815-818 | 011189 | Model E-1 Easy Riser® Swing Check Valve | 1990-03-29 | .pdf | Valve | Check Valves & Alarm Devices | 07085, 07087, 07091, 07093, 07097, 07099, 07103, 07105
815a-d | 011189 | Model E-1 & F-1 Easy Riser® Swing Check Valve | 1994-01-16 | .pdf | Valve | Check Valves & Alarm Devices | 07925, 07927, 07929, 08505, 08506, 08507, 08508, 08509, 08510, 08511, 08512, 08513, 08514, 08515, 08516, 08796, 08797, 08835, 08836
815a-d | 011189 | Model E-1 & F-1 Easy Riser® Swing Check Valve | 1994-07-15 | .pdf | Valve | Check Valves & Alarm Devices | 07925, 07927, 07929, 08505, 08506, 08507, 08508, 08509, 08510, 08511, 08512, 08513, 08514, 08515, 08516, 08796, 08797, 08835, 08836
815a-d | 011189 | Model E-1 & F-1 Easy Riser® Swing Check Valve | 1994-11-10 | .pdf | Valve | Check Valves & Alarm Devices | 07929, 08505, 08506, 08507, 08508, 08509, 08510, 08511, 08512, 08513, 08515, 08516, 08796, 08797, 08835
815a-d | 011189 | Model E-1 & F-1 Easy Riser® Swing Check Valve | 1995-11-21 | .pdf | Valve | Check Valves & Alarm Devices | 07929, 08505, 08506, 08507, 08508, 08509, 08510, 08511, 08512, 08513, 08515, 08516, 08796, 08797, 08835
815a-e | 011189 | Model E-1 & F-1 Easy Riser® Swing Check Valve | 1996-12-27 | .pdf | Valve | Check Valves & Alarm Devices | 07929, 08505, 08506, 08507, 08508, 08509, 08510, 08511, 08512, 08513, 08515, 08516
815a-e | 011189 | Model E-1 & F-1 Easy Riser® Swing Check Valve | 1998-03-10 | .pdf | Valve | Check Valves & Alarm Devices | 07929, 08505, 08506, 08507, 08508, 08509, 08510, 08511, 08512, 08513, 08515, 08516
815a-e | 011189 | Model E-1 & F-1 Easy Riser® Swing Check Valve | 1999-03-04 | .pdf | Valve | Check Valves & Alarm Devices
815a-e | 011189 | Model E-1 & F-1 Easy Riser® Swing Check Valve | 2004-06-30 | .pdf | Valve | Check Valves & Alarm Devices
815a-e | 011189 | Model E-1 & F-1 Easy Riser® Swing Check Valve | 2005-11-11 | .pdf | Valve | Check Valves & Alarm Devices
815a-e | 011189 | Model E-1 & F-1 Easy Riser® Swing Check Valve | 2005-12-09 | .pdf | Valve | Check Valves & Alarm Devices
815a-f | 011189 | Model E-1 & F-1 Easy Riser® Swing Check Valve | 2006-08-01 | .pdf | Valve | Check Valves & Alarm Devices
815a-f | 011189 | Model E-1 & F-1 Easy Riser® Swing Check Valve | 2007-02-16 | .pdf | Valve | Check Valves & Alarm Devices
815a-f | 011189 | Model E-1 & F-1 Easy Riser® Swing Check Valve | 2007-11-30 | .pdf | Valve | Check Valves & Alarm Devices
815a-g | 011189 | Model E-1 & F-1 Easy Riser® Swing Check Valve | 2008-09-05 | .pdf | Valve | Check Valves & Alarm Devices | 07929, 08505, 08506, 08507, 08508, 08509, 08510, 08511, 08512, 08512, 08513, 08515, 08516, 08796, 08797, 08835, 08836, 09039, 09385, 12355, 12356, 12648, 12649, 12650, 12651, 12652, 14023
815a-g | 011189 | Model E-1 & F-1 Easy Riser® Swing Check Valve | 2009-12-04 | .pdf | Valve | Check Valves & Alarm Devices | 07929, 08505, 08506, 08507, 08508, 08509, 08510, 08511, 08512, 08512, 08513, 08515, 08516, 08796, 08797, 08835, 08836, 09039, 09385, 12355, 12356, 12648, 12649, 12650, 12651, 12652, 14023
815a-g | 011189 | Model E-1 & F-1 Easy Riser® Swing Check Valve | 2010-08-12 | .pdf | Valve | Check Valves & Alarm Devices | 07929, 08505, 08506, 08507, 08508, 08509, 08510, 08511, 08512, 08512, 08513, 08515, 08516, 08796, 08797, 08835, 08836, 09039, 09385, 12355, 12356, 12648, 12649, 12650, 12651, 12652, 14023
815a-g | 011189 | Model E-1 & F-1 Easy Riser® Swing Check Valve | 2011-07-01 | .pdf | Valve | Check Valves & Alarm Devices | 07929, 08505, 08506, 08507, 08508, 08509, 08510, 08511, 08512, 08512, 08513, 08515, 08516, 08796, 08797, 08835, 08836, 09039, 09385, 12355, 12356, 12648, 12649, 12650, 12651, 12652, 14023
815a-g | 011189 | Model E-1 & F-1 Easy Riser® Swing Check Valve | 2012-04-13 | .pdf | Valve | Check Valves & Alarm Devices | 07929, 08505, 08506, 08507, 08508, 08509, 08510, 08511, 08512, 08512, 08513, 08515, 08516, 08796, 08797, 08835, 08836, 09039, 09385, 12355, 12356, 12648, 12649, 12650, 12651, 12652, 14023
815a-g | 011189 | Model E-1 & F-1 Easy Riser® Swing Check Valve | 2012-05-31 | .pdf | Valve | Check Valves & Alarm Devices | 07929, 08505, 08506, 08507, 08508, 08509, 08510, 08511, 08512, 08512, 08513, 08515, 08516, 08796, 08797, 08835, 08836, 09039, 09385, 12355, 12356, 12648, 12649, 12650, 12651, 12652, 14023
820a-c | 032405 | 4" Model M Check Valve | 2005-11-01 | .pdf | Valve | Check Valves & Alarm Devices
820a-c | 032405 | 4" Model M Check Valve | 2006-08-03 | .pdf | Valve | Check Valves & Alarm Devices
820a-c | 032405 | 4" Model M Check Valve | 2006-10-26 | .pdf | Valve | Check Valves & Alarm Devices
820a-c | 032405 | 4" Model M Check Valve | 2007-03-02 | .pdf | Valve | Check Valves & Alarm Devices
820a-c | 032405 | 4" Model M Check Valve | 2007-07-13 | .pdf | Valve | Check Valves & Alarm Devices
820a-c | 032405 | 4" Model M Check Valve | 2007-11-30 | .pdf | Valve | Check Valves & Alarm Devices
829-830 | - | Model B-1 Automatic Drip Valve | 1981-05-01 | .pdf | Device | Check Valves & Alarm Devices | 04292-B, 03960-B, 04495-B
829-830 | 062289 | Model B-1 Automatic Drip Valve | 1990-02-19 | .pdf | Device | Check Valves & Alarm Devices | 03960-B, 04495-B
829a-b | 062289 | Model B-1 Automatic Drip Valve | 2000-02-01 | .pdf | Device | Check Valves & Alarm Devices
829a-b | 062289 | Model B-1 Automatic Drip Valve | 2006-08-31 | .pdf | Device | Check Valves & Alarm Devices
831-832 | - | Model E-1 & E-2 Detector Check Trim Chart | 1986-01-01 | .pdf | Trim | Check Valves & Alarm Devices
831-833 | - | Model E-1 & E-2 Detector Check Trim Chart | 1974-07-01 | .pdf | Trim | Check Valves & Alarm Devices
831-833 | - | Model E-1 & E-2 Detector Check Trim Chart | 1978-11-01 | .pdf | Trim | Check Valves & Alarm Devices
905-906 | 070990 | Model A-1 TestanDrain Valve for Alarm Valves | 1990-07-09 | .pdf | Device | Check Valves & Alarm Devices
905a-b | 070990 | Model A-1 TestanDrain Valve for Alarm Valves | 1991-05-31 | .pdf | Device | Check Valves & Alarm Devices | 07611, 07679, 07681, 07612, 07684
905a-b | 070990 | Model A-1 TestanDrain Valve for Alarm Valves | 1992-03-04 | .pdf | Device | Check Valves & Alarm Devices | 07611, 07679, 07681, 07612, 07684
905a-b | 070990 | Model A-1 TestanDrain Valve for Alarm Valves | 1998-12-03 | .pdf | Device | Check Valves & Alarm Devices | 07611, 07679, 07681, 07612, 07684
905a-b | 070990 | Model A-1 TestanDrain Valve for Alarm Valves | 2001-05-15 | .pdf | Device | Check Valves & Alarm Devices | 07611, 07679, 07681, 07612, 07684
B-10 | - | Model B-2 Retarding Chamber | 1965-07-01 | .pdf | Valve | Check Valves & Alarm Devices
B-13 - B-14 | - | Model A, B, C, D Alarm Valves & Model B Retard Chamber | 1971-02-01 | .pdf | Valve | Check Valves & Alarm Devices
B-4 | - | Tyden A & B Alarm Valve | 1965-07-01 | .pdf | Valve | Check Valves & Alarm Devices
B-5 - B-6 | - | Model C & D Alarm Valves | 1965-07-01 | .pdf | Valve | Check Valves & Alarm Devices
B-7 | - | Model E Alarm Valve | 1965-07-01 | .pdf | Valve | Check Valves & Alarm Devices
C-1-C-4 |  | Model C, D & E Alarm Valves | 1957-01-01 | .pdf | Valve | Check Valves & Alarm Devices
D-1 | - | Pressure Signal Switches, Models UA-1014 and UA-1011 | 1965-07-01 | .pdf | Device | Check Valves & Alarm Devices
D-1-D-2 | - | Pressure Signal, Class 9018, Type ASG-6-SI or S2 | 1957-01-01 | .pdf | Device | Check Valves & Alarm Devices
D-1-D-3 | - | Pressure Signal Switches, Model 01780 (UA1010) and 01824 (UA 1011) | 1969-04-01 | .pdf | Device | Check Valves & Alarm Devices
D-2 | - | Model C Water Motor Alarm | 1965-07-01 | .pdf | Device | Check Valves & Alarm Devices
D-2-D-4 | - | Model C Water Motor Alarm & Model A-2 Alarm Line Strainer | 1971-02-01 | .pdf | Device | Check Valves & Alarm Devices
D-3 | - | Model D-2 Water Motor Alarm | 1965-07-01 | .pdf | Device | Check Valves & Alarm Devices
D-3 | - | Model D-3 Water Motor Alarm | 1970-09-01 | .pdf | Device | Check Valves & Alarm Devices
D-3-D-4 | - | Model C Water Motor Alarm | 1957-01-01 | .pdf | Device | Check Valves & Alarm Devices
D-4 | - | Supervisory Panel | 1965-07-01 | .pdf | Device | Check Valves & Alarm Devices
D-5-D-6 | - | Maintenance Device | 1965-07-01 | .pdf | Device | Check Valves & Alarm Devices
D-5-D-6 | - | Models BH-1001 and BH-1002 Flow Indicators | 1970-04-01 | .pdf | Device | Check Valves & Alarm Devices
D-5-D-6 | - | Models BH-1001 and BH-1002 Flow Indicators | 1971-01-01 | .pdf | Device | Check Valves & Alarm Devices
D-6 | - | Supervisory Panel | 1957-01-01 | .pdf | Device | Check Valves & Alarm Devices
D-7-D-8 | - | Model BH-1003 Electric Bells | 1970-04-01 | .pdf | Device | Check Valves & Alarm Devices
D-9 | - | Model C Water Motor Alarm, Model A2 Alarm Line Strainer, and Supervisory Panel | 1971-02-01 | .pdf | Device | Check Valves & Alarm Devices
E-11-E-13 | - | Model C-2 Check Valves | 1970-10-01 | .pdf | Valve | Check Valves & Alarm Devices
E-1-E-11 | - | Check Valves | 1965-07-01 | .pdf | Valve | Check Valves & Alarm Devices
E-1-E-4 | - | Model A, B, & C Check Valves & Model A Detector Check Valve | 1972-04-01 | .pdf | Valve | Check Valves & Alarm Devices
E-6 | TB 4006-3 | Technical Bulletin - 8" Detector Check Valve D-1 | 1970-09-01 | .pdf | Bulletin | Check Valves & Alarm Devices
E-6 | - | Check Valves | 1971-02-01 | .pdf | Valve | Check Valves & Alarm Devices
E-6-E-8 | - | Model C-2 Detector Check Valves | 1967-06-01 | .pdf | Valve | Check Valves & Alarm Devices
E-7-E-10 | - | Model D-1 & C-2 Detector Check Valves | 1970-09-01 | .pdf | Valve | Check Valves & Alarm Devices
G-1-G-4 | - | Model A & B Check Valve | 1957-01-01 | .pdf | Valve | Check Valves & Alarm Devices
G-2A | - | Model C Check Valves | 1961-02-01 | .pdf | Valve | Check Valves & Alarm Devices
G-3 | - | 4", 6", and 8" Model A Check Valves | 1957-01-01 | .pdf | Valve | Check Valves & Alarm Devices
G-4 | - | Model A Detector Check Valve | 1957-01-01 | .pdf | Valve | Check Valves & Alarm Devices
G-5-G-6 | - | Model C Detector Check Valve | 1961-09-01 | .pdf | Valve | Check Valves & Alarm Devices
G-7-G-8 | - | OS&Y Valves | 1957-01-01 | .pdf | Device | Check Valves & Alarm Devices
G-9 | - | Wall Hydrants & Double Check Valves | 1957-01-01 | .pdf | Device | Check Valves & Alarm Devices
O-26 | - | Tyden Model B Alarm Valve | 1957-01-01 | .pdf | Valve | Check Valves & Alarm Devices
VEN 1 - 5 | - | VEN Alarm Check Valve, Model F-1 | 1977-01-01 | .pdf | Valve | Check Valves & Alarm Devices

## All
|  | OBSOLETE TECHNICAL DATA VALVES, SYSTEMS, AND DEVICES | The Viking Corporation 210 N. Industrial Park Drive Hastings, Michigan 49058 U.S.A. |  |  | Technical Services Toll-Free: 877-384-5464 Fax: 269-818-1680 Web Site: http://www.vikinggroupinc.com
Page Number | Form Number | Title | Issue Date | Link | Category | Section | Part Numbers
DATABOOK - 1957
| - | 1957 Data Book Index | 1957-01-01 | .pdf |  | Index
A-1 - A-17 | - | Engineering Data, Pipe Data, Sprinkler System Identification, Wiring Diagrams, Rubbers | 1957-01-01 | .pdf |  | Index
J-1 - J-10 | - | Gravity Tanks, Hydrant House, Hose Racks | 1957-01-01 | .pdf |  | Index
L-1 - L-4 | - | Special Pilot Line System, Arrangement to Trip Control Valves when Dry Vlv or Alarm Vlv Operates | 1957-01-01 | .pdf |  | Index
M-1 | - | Bearing Area for Underground Thrust Blocks | 1957-01-01 | .pdf |  | Index
N-1 - N-10 | - | Air Compressor Connections, Fire Extinguishers, Circular Outlets, Discharge Tables, Hydraulic Pressure | 1957-01-01 | .pdf |  | Index
CHECK VALVES & ALARM DEVICES
| 4003 | Alarm Line Outlet | 1969-05-22 | .pdf | Device | Check Valves & Alarm Devices | DV-SP-2-2
B-12 |  | Models A, C, D, E Alarm Valve Rubbers | 1971-02-01 | .pdf | Device | Check Valves & Alarm Devices
27 | - | Models A, C, D, E, F-1, G-1, Alarm Valve Rubbers | 1972-04-01 | .pdf | Device | Check Valves & Alarm Devices
27 | - | Models A, C, D, E, F-1, G-1, Alarm Valve Rubbers | 1982-04-01 | .pdf | Device | Check Valves & Alarm Devices
39 | - | Models A, C, D, E, F-1, G-1, H-1 Alarm Valve Rubbers | 1985-09-01 | .pdf | Device | Check Valves & Alarm Devices
700 | 2109 | Model A-1 Air Supervisory Switch | 1982-07-01 | .pdf | Device | Check Valves & Alarm Devices | 04702-A
701 | - | Pressure Switches, Models UA-1010 & UA-1011 | 1972-04-01 | .pdf | Device | Check Valves & Alarm Devices
702 | 4053 | Pressure Switch Bulletin | 1977-02-18 | .pdf | Device | Check Valves & Alarm Devices
703 | - | Model D-3 Water Motor Alarm | 1972-04-01 | .pdf | Device | Check Valves & Alarm Devices
709 | 4039 | Electric Bells and Accessories | 1974-09-01 | .pdf | Device | Check Valves & Alarm Devices
721 | - | Calculation Sign | 1976-11-01 | .pdf | Device | Check Valves & Alarm Devices
721 | - | Calculation Sign | 1979-05-01 | .pdf | Device | Check Valves & Alarm Devices
721 | - | Calculation Sign | 1983-02-01 | .pdf | Device | Check Valves & Alarm Devices
721 | - | Calculation Sign | 1988-08-01 | .pdf | Device | Check Valves & Alarm Devices
833 | - | Model F Detector Check Trim Chart | 1986-01-01 | .pdf | Trim | Check Valves & Alarm Devices
833 | - | Model F Detector Check Trim Chart | 1988-03-01 | .pdf | Trim | Check Valves & Alarm Devices
- | 1007/3-68 | Model E Alarm Valve & Trim | 1954-01-01 | .pdf | Valve | Check Valves & Alarm Devices
- | - | Model E Alarm Valve | 1965-07-01 | .pdf | Valve | Check Valves & Alarm Devices
- | TB 4005 | Technical Bulletin - 8" Detector Check Valve D-1 | 1969-07-15 | .pdf | Bulletin | Check Valves & Alarm Devices
- | TB 4006 | Technical Bulletin - 6" Detector Check Valve D-1 | 1970-01-05 | .pdf | Bulletin | Check Valves & Alarm Devices
125-126 | - | Model A Drip Check, Model C Drip Check & Valve Rubbers | 1972-04-01 | .pdf | Device | Check Valves & Alarm Devices
125-126 | - | Model A Drip Check, Model C Drip Check & Valve Rubbers | 1982-04-01 | .pdf | Device | Check Valves & Alarm Devices
| TB 4019 | 6" Model F-1 Alarm Valve | 1971-10-01 | .pdf | Valve | Check Valves & Alarm Devices
13-16 | - | Model E & F-1 Alarm Valves | 1976-05-01 | .pdf | Valve | Check Valves & Alarm Devices
13-16 | - | Model F-1 Alarm Check Valve | 1978-04-01 | .pdf | Valve | Check Valves & Alarm Devices
13-16 | - | Model F-1 Alarm Check Valve | 1979-08-01 | .pdf | Valve | Check Valves & Alarm Devices
13-16 | - | Model G-1 Alarm Check Valve | 1981-10-01 | .pdf | Valve | Check Valves & Alarm Devices | 04604C, 04608C, 04611C, 04614C
13-16 | - | Models F-1 & G-1 Alarm Check Valves | 1983-02-01 | .pdf | Valve | Check Valves & Alarm Devices | 02745C, 02190C, 01221C, 02294C, 04604C, 04608C, 04611C, 04614C
13-18 | - | Model E & F-1 Alarm Check Valve | 1974-02-01 | .pdf | Valve | Check Valves & Alarm Devices
15-18 | - | Model E & F-1 Alarm Valves | 1972-04-01 | .pdf | Valve | Check Valves & Alarm Devices
| - | 2-1/2” Model E Alarm Valve |  | .pdf | Valve | Check Valves & Alarm Devices
18a-b | - | 2-1/2” Model F-1 Alarm Check Valve | 1976-04-01 | .pdf | Valve | Check Valves & Alarm Devices
B-8 - B-10 |  | Model B-2 Retard Chamber | 1965-07-01 | .pdf | Device | Check Valves & Alarm Devices
B-11 |  | Model B-2 Retard Chamber Special Applications | 1971-02-01 | .pdf | Device | Check Valves & Alarm Devices
25-26 | - | Model B-2 Retard Chamber | 1972-04-01 | .pdf | Device | Check Valves & Alarm Devices
25-26 | - | Model B-2 Retard Chamber | 1974-07-01 | .pdf | Device | Check Valves & Alarm Devices | 1589
25-26 | - | Model B-3 Retard Chamber | 1979-02-01 | .pdf | Device | Check Valves & Alarm Devices | 01589C
25-26 | - | Model B-3 Retard Chamber | 1983-07-01 | .pdf | Device | Check Valves & Alarm Devices | 01589C
25-26 | 06525F | Model B-3 Retard Chamber | 1986-01-01 | .pdf | Device | Check Valves & Alarm Devices | 01589C
26a-e | 062293 | Model J-1 Alarm Check Valve | 1993-11-09 | .pdf | Valve | Check Valves & Alarm Devices | 08235, 08236, 08237, 08238, 08239, 08240, 08241, 08242, 08243, 08244, 08245, 08246
26a-e | 062293 | Model J-1 Alarm Check Valve | 1994-07-15 | .pdf | Valve | Check Valves & Alarm Devices | 08235, 08236, 08237, 08238, 08239, 08240, 08241, 08242, 08243, 08244, 08245, 08246
26a-f | 062293 | Model J-1 Alarm Check Valve | 1996-12-27 | .pdf | Valve | Check Valves & Alarm Devices | 08235, 08236, 08237, 08238, 08239, 08240, 08241, 08242, 08243, 08244, 08245, 08246
26a-f | 062293 | Model J-1 Alarm Check Valve | 1998-03-10 | .pdf | Valve | Check Valves & Alarm Devices | 08235, 08236, 08237, 08238, 08239, 08240, 08241, 08242, 08243, 08244, 08245, 08246
26a-f | 062293 | Model J-1 Alarm Check Valve | 1999-03-04 | .pdf | Valve | Check Valves & Alarm Devices | 08235, 08236, 08237, 08238, 08239, 08240, 08241, 08242, 08243, 08244, 08245, 08246
26a-f | 062293 | Model J-1 Alarm Check Valve | 1999-07-19 | .pdf | Valve | Check Valves & Alarm Devices
26a-f | 062293 | Model J-1 Alarm Check Valve | 2004-05-14 | .pdf | Valve | Check Valves & Alarm Devices
26a-f | 062293 | Model J-1 Alarm Check Valve | 2004-07-30 | .pdf | Valve | Check Valves & Alarm Devices
26a-f | 062293 | Model J-1 Alarm Check Valve | 2005-12-01 | .pdf | Valve | Check Valves & Alarm Devices
26a-f | 062293 | Model J-1 Alarm Check Valve | 2006-08-03 | .pdf | Valve | Check Valves & Alarm Devices
26a-f | 062293 | Model J-1 Alarm Check Valve | 2006-09-28 | .pdf | Valve | Check Valves & Alarm Devices
26a-g | 062293 | Model J-1 Alarm Check Valve | 2007-01-19 | .pdf | Valve | Check Valves & Alarm Devices
26a-g | 062293 | Model J-1 Alarm Check Valve | 2007-11-30 | .pdf | Valve | Check Valves & Alarm Devices | 08235, 09108, 09109, 09111, 12388, 09535, 09536, 09877, 12389, 08236, 08237, 08238, 08239, 08240, 08241, 08242, 08243, 08244, 08245, 08246, 08633, 08634, 08635, 08636, 08637, 08638, 08639, 08640, 08763, 08765, 08767, 08769, 08764, 08766, 08768, 08770, 09116, 09117, 09536, 09110, 09118, 09874, 09405, 09119
26a-f | 062293 | Model J-1 Alarm Check Valve | 2008-09-05 | .pdf | Valve | Check Valves & Alarm Devices | 08235, 09108, 09109, 09111, 12388, 09535, 09536, 09877, 12389, 08236, 08237, 08238, 08239, 08240, 08241, 08242, 08243, 08244, 08245, 08246, 08633, 08634, 08635, 08636, 08637, 08638, 08639, 08640, 08763, 08765, 08767, 08769, 08764, 08766, 08768, 08770, 09116, 09117, 09536, 09110, 09118, 09874, 09405, 09119
26a-g | 062293 | Model J-1 Alarm Check Valve | 2009-02-22 | .pdf | Valve | Check Valves & Alarm Devices | 08235, 09108, 09109, 09111, 12388, 09535, 09536, 09877, 12389, 08236, 08237, 08238, 08239, 08240, 08241, 08242, 08243, 08244, 08245, 08246, 08633, 08634, 08635, 08636, 08637, 08638, 08639, 08640, 08763, 08765, 08767, 08769, 08764, 08766, 08768, 08770, 09116, 09117, 09536, 09110, 09118, 09874, 09405, 09119
26a-g | 062293 | Model J-1 Alarm Check Valve | 2009-04-02 | .pdf | Valve | Check Valves & Alarm Devices | 08235, 09108, 09109, 09111, 12388, 09535, 09536, 09877, 12389, 08236, 08237, 08238, 08239, 08240, 08241, 08242, 08243, 08244, 08245, 08246, 08633, 08634, 08635, 08636, 08637, 08638, 08639, 08640, 08763, 08765, 08767, 08769, 08764, 08766, 08768, 08770, 09116, 09117, 09536, 09110, 09118, 09874, 09405, 09119
26a-g | 062293 | Model J-1 Alarm Check Valve | 2009-12-04 | .pdf | Valve | Check Valves & Alarm Devices | 08235, 09108, 09109, 09111, 12388, 09535, 09536, 09877, 12389, 08236, 08237, 08238, 08239, 08240, 08241, 08242, 08243, 08244, 08245, 08246, 08633, 08634, 08635, 08636, 08637, 08638, 08639, 08640, 08763, 08765, 08767, 08769, 08764, 08766, 08768, 08770, 09116, 09117, 09536, 09110, 09118, 09874, 09405, 09119
26a-g | 062293 | Model J-1 Alarm Check Valve | 2011-03-04 | .pdf | Valve | Check Valves & Alarm Devices | 08235, 09108, 09109, 09111, 12388, 09535, 09536, 09877, 12389, 08236, 08237, 08238, 08239, 08240, 08241, 08242, 08243, 08244, 08245, 08246, 08633, 08634, 08635, 08636, 08637, 08638, 08639, 08640, 08763, 08765, 08767, 08769, 08764, 08766, 08768, 08770, 09116, 09117, 09536, 09110, 09118, 09874, 09405, 09119
26a-g | 062293 | Model J-1 Alarm Check Valve | 2011-08-26 | .pdf | Valve | Check Valves & Alarm Devices | 08235, 09108, 09109, 09111, 12388, 09535, 09536, 09877, 12389, 08236, 08237, 08238, 08239, 08240, 08241, 08242, 08243, 08244, 08245, 08246, 08633, 08634, 08635, 08636, 08637, 08638, 08639, 08640, 08763, 08765, 08767, 08769, 08764, 08766, 08768, 08770, 09116, 09117, 09536, 09110, 09118, 09874, 09405, 09119
26a-g | 062293 | Model J-1 Alarm Check Valve | 2013-06-12 | .pdf | Valve | Check Valves & Alarm Devices | 08235, 09108, 09109, 09111, 12388, 09535, 09536, 09877, 12389, 08236, 08237, 08238, 08239, 08240, 08241, 08242, 08243, 08244, 08245, 08246, 08633, 08634, 08635, 08636, 08637, 08638, 08639, 08640, 08763, 08765, 08767, 08769, 08764, 08766, 08768, 08770, 09116, 09117, 09536, 09110, 09118, 09874, 09405, 09119
29-32 | 06453F | Model H Alarm Check Valve | 1985-09-01 | .pdf | Valve | Check Valves & Alarm Devices | 06306C, 06310C, 05887C, 06149C, 05894C, 06267C, 06390C, 06389C
29-32 | 06453F | Model H Alarm Check Valve | 1986-09-01 | .pdf | Valve | Check Valves & Alarm Devices | 06306C, 06310C, 05887C, 06149C, 05894C, 06267C, 06390C, 06389C
29-32 | 06910F | Model H-2 Alarm Check Valve | 1987-08-01 | .pdf | Valve | Check Valves & Alarm Devices | 06845C, 06844C, 06827C, 06826C, 06835C, 06834C, 06892C, 06891C
29-32 | 092088 | Model H-2 Alarm Check Valve | 1989-01-18 | .pdf | Valve | Check Valves & Alarm Devices | 06845C, 06844C, 06827C, 06826C, 06835C, 06834C, 06892C, 06891C
37-38 | 06526F | Model C Retard Chamber | 1986-02-01 | .pdf | Device | Check Valves & Alarm Devices | 05904B
37-38 | 092188 | Model C Retard Chamber | 1989-01-18 | .pdf | Device | Check Valves & Alarm Devices | 05904B
37-38 | 092188 | Model C-1 Retard Chamber | 1992-10-08 | .pdf | Device | Check Valves & Alarm Devices | 05904B
38a-b | 092188 | Model C-1 Retard Chamber | 1994-02-24 | .pdf | Device | Check Valves & Alarm Devices | 05904B
38a-b | 092188 | Model C-1 Retard Chamber | 1996-10-10 | .pdf | Device | Check Valves & Alarm Devices | 05904B
38a-b | 092188 | Model C-1 Retard Chamber | 2004-10-28 | .pdf | Device | Check Valves & Alarm Devices
38a-c | 092188 | Model C-1 Retard Chamber | 2006-09-28 | .pdf | Device | Check Valves & Alarm Devices
41-42 | 011189 | Easy Riser® Swing Check Valve | 1989-01-11 | .pdf | Valve | Check Valves & Alarm Devices | 07085, 07087, 07091, 07093, 07097, 07099, 07103, 07105
| 011189 | Easy Riser® Swing Check Valve | 2019-01-01 | .pdf | Valve | Check Valves & Alarm Devices
45 |  | Tyden Alarm Valves and Retarding Chamber | 1965-07-01 | .pdf | Valve | Check Valves & Alarm Devices
701-702 | 2076 | Model A-1 Pressure Switch | 1977-08-01 | .pdf | Device | Check Valves & Alarm Devices | 03922 A, 01123 A
701-702 | 060789 | Model A-1 Pressure switch | 1989-08-10 | .pdf | Device | Check Valves & Alarm Devices | 03922A, 04702A
701a-b | 060789 | SPDT Alarm Pressure Switch | 1992-03-05 | .pdf | Device | Check Valves & Alarm Devices | 07756, 07758
701c-d | 060889 | SPDT Explosion Proof Alarm Pressure Switch | 1992-03-06 | .pdf | Device | Check Valves & Alarm Devices | 01123A
701c-d | 060889 | SPDT Explosion Proof Alarm Pressure Switch | 1993-11-12 | .pdf | Device | Check Valves & Alarm Devices | 01123A, 08698
702a-d | 011392 | SPDT Pressure Supervisory Switch | 1992-03-05 | .pdf | Device | Check Valves & Alarm Devices | 07757, 07821, 07759, 07822
702e-h | 012792 | Pressure Supervisory Switch (Explosion Proof) | 1992-03-03 | .pdf | Device | Check Valves & Alarm Devices | 7113
702e-h | 012792 | Pressure Supervisory Switch (Explosion Proof/Watertight) | 1993-11-12 | .pdf | Device | Check Valves & Alarm Devices | 07113, 08662
703-704 | 2127 | Model VSR-D Flow Switch | 1985-01-01 | .pdf | Device | Check Valves & Alarm Devices | 06060B, 06061B, 06062B, 06063BM, 06064B, 06065B, 06066B, 06067B, 06068B
703-704 | 051889 | Model VSR-F Flow Switch | 1989-05-18 | .pdf | Device | Check Valves & Alarm Devices | 06060B, 06061B, 06062B, 06063BM, 06064B, 06065B, 06066B, 06067B
703a-b | 051889 | Waterflow Indicator | 2007-06-15 | .pdf | Device | Check Valves & Alarm Devices
703a-b | 051889 | Waterflow Indicator | 2008-04-04 | .pdf | Device | Check Valves & Alarm Devices
703a-b | 051889 | Waterflow Indicator | 2009-09-10 | .pdf | Device | Check Valves & Alarm Devices
705-706 | - | Models BH-1001 and BH-1002 Flow Indicators | 1972-04-01 | .pdf | Device | Check Valves & Alarm Devices
705-706 | 060889 | Explosion Proof Pressure Switch | 1989-08-10 | .pdf | Device | Check Valves & Alarm Devices | 01123A, 07113
705a-b | 101095 | Alarm Pressure Switch | 1996-05-01 | .pdf | Device | Check Valves & Alarm Devices
705a-b | 101095 | Alarm Pressure Switch | 1998-02-05 | .pdf | Device | Check Valves & Alarm Devices | 09470, 09471
705e-h | 092898 | Alarm Pressure Switch (Explosion-Proof/ Watertight) | 1998-09-30 | .pdf | Device | Check Valves & Alarm Devices
705e-h | 092898 | Alarm Pressure Switch (Explosion-Proof/ Watertight) | 2007-06-15 | .pdf | Device | Check Valves & Alarm Devices
706a-c | 100995 | Pressure Supervisory Switch | 1998-02-05 | .pdf | Device | Check Valves & Alarm Devices | 09472, 09473
706a-c | 100995 | Pressure Supervisory Switch | 1999-08-18 | .pdf | Device | Check Valves & Alarm Devices
706a-c | 100995 | Pressure Supervisory Switch | 2007-06-15 | .pdf | Device | Check Valves & Alarm Devices
706e-h | 092598 | Pressure Supervisory Switches - Explosion-Proof/Watertight | 1998-09-30 | .pdf | Device | Check Valves & Alarm Devices
706e-h | 092598 | Pressure Supervisory Switches - Explosion-Proof/Watertight | 2007-06-15 | .pdf | Device | Check Valves & Alarm Devices
707-708 | - | Electric Bells | 1972-04-01 | .pdf | Device | Check Valves & Alarm Devices
707-708 | - | Electric Bells | 1979-02-01 | .pdf | Device | Check Valves & Alarm Devices | 03115, 03116, 03117, 03917, 03918, 03919
711-712 | 06020F | Model F-1 Water Motor Alarm | 1987-08-01 | .pdf | Device | Check Valves & Alarm Devices | 05770A
711-714 | - | Model E-1 Water Motor Alarm | 1976-01-01 | .pdf | Device | Check Valves & Alarm Devices | 2917
711-714 | 2071 | Model E-1 Water Motor Alarm | 1977-02-01 | .pdf | Device | Check Valves & Alarm Devices | 2917
711-714 | 082789 | Models F-1 & G-1 Water Motor Alarms | 1989-08-27 | .pdf | Device | Check Valves & Alarm Devices
711-714 | - | Model E-1 Water Motor Alarm | 1977-08-01 | .pdf | Device | Check Valves & Alarm Devices | 02917A
711-714 | - | Model E-1 Water Motor Alarm | 1979-08-01 | .pdf | Device | Check Valves & Alarm Devices | 02917A
711-714 | - | Model F-1 Water Motor Alarm | 1984-01-01 | .pdf | Device | Check Valves & Alarm Devices | 05770A
711-714 | 082789 | Models F-2 & G-2 Water Motor Alarms | 1991-12-18 | .pdf | Device | Check Valves & Alarm Devices | 07862, 07868
711a-d | 082789 | Water Motor Alarm | 1996-11-01 | .pdf | Device | Check Valves & Alarm Devices
711a-d | 082789 | Water Motor Alarm | 2004-03-01 | .pdf | Device | Check Valves & Alarm Devices
711a-d | 082789 | Water Motor Alarm | 2006-08-31 | .pdf | Device | Check Valves & Alarm Devices
711a-d | 082789 | Water Motor Alarm | 2009-04-27 | .pdf | Device | Check Valves & Alarm Devices
711a-d | 082789 | Water Motor Alarm | 2009-12-04 | .pdf | Device | Check Valves & Alarm Devices
| 082789 | Water Motor Alarm | 2025-05-01 | .pdf | Device | Check Valves & Alarm Devices
712a-b | 012808 | 8" Alarm Bell | 2008-04-04 | .pdf | Device | Check Valves & Alarm Devices
713a | 012908 | Manual Pull Station | 2008-04-04 | .pdf | Device | Check Valves & Alarm Devices
714a-b | 013008 | IS-24 Ionization Smoke Detector | 2008-04-04 | .pdf | Device | Check Valves & Alarm Devices
715a-b | 013108 | PS-24 Photoelectric Smoke Detector | 2008-04-04 | .pdf | Device | Check Valves & Alarm Devices
715h-i | 102809 | SLR-24VN Photoelectric Smoke Detector (MRI) | 2009-11-06 | .pdf | Device | Check Valves & Alarm Devices | 1430032
715-716 | - | Model C-1 Waterflow Indicator | 1977-01-01 | .pdf | Device | Check Valves & Alarm Devices | 03923B, 03924B, 03925B, 03926B, 03927B, 03928B, 03929B, 03930B
716a-b | 032408 | Smoke Detector Base SB-46 | 2008-04-04 | .pdf | Device | Check Valves & Alarm Devices
801-802 | 2053 | Model C-2 Swing Check Valve | 1974-05-01 | .pdf | Valve | Check Valves & Alarm Devices | 02234, 02242, 02249
801-802 | - | Model C-2 Swing Check Valve | 1983-02-01 | .pdf | Valve | Check Valves & Alarm Devices | 02242C, 02249C
801-803 | - | Model C-2 Check Valves | 1972-04-01 | .pdf | Valve | Check Valves & Alarm Devices
803-804 | 2103 | Model D-1 Swing Check Valve | 1981-12-01 | .pdf | Valve | Check Valves & Alarm Devices | 04958A
803-804 | 2103 | Model D-1 Swing Check Valve | 1982-12-01 | .pdf | Valve | Check Valves & Alarm Devices | 04951C, 04980C
803-804 | - | Model D Swing Check Valve | 1984-10-01 | .pdf | Valve | Check Valves & Alarm Devices | 05497C, 05488C, 05880C, 04980C, 05373C
803-804 | - | Model D Swing Check Valve | 1986-09-01 | .pdf | Valve | Check Valves & Alarm Devices | 05497C, 05488C, 05880C, 05922C, 06121C
803-804 | - | Model D Swing Check Valve | 1988-04-01 | .pdf | Valve | Check Valves & Alarm Devices | 05497C, 05488C, 05880C, 06812C, 05922C, 06822C, 06121C
803-804 | 102688 | Models D-1, D-2 & E-2 Swing Check Valves | 1990-01-19 | .pdf | Valve | Check Valves & Alarm Devices | 05497C, 05488C, 05880C, 06812C, 05922C, 06822C, 07313, 07316
803a-c | 102688 | Models D-1 & G-1 Swing Check Valves | 1994-01-06 | .pdf | Valve | Check Valves & Alarm Devices | 08087, 05497C, 08536, 08538, 08539, 08542, 08543, 08546, 08547, 08857, 08858, 08542, 08860
803a-c | 102688 | Models D-1 & G-1 Swing Check Valves | 1994-07-15 | .pdf | Valve | Check Valves & Alarm Devices | 08087, 05497C, 08536, 08538, 08539, 08542, 08543, 08546, 08547, 08857, 08858, 08542, 08860
803a-c | 102688 | Models D-1 & G-1 Swing Check Valves | 1994-11-10 | .pdf | Valve | Check Valves & Alarm Devices | 05497C, 08536, 08538, 08539, 08542, 08543, 08546, 08547, 08858, 08542, 08860
803a-c | 102688 | Models D-1 & G-1 Swing Check Valves | 1995-11-21 | .pdf | Valve | Check Valves & Alarm Devices | 05497C, 08536, 08538, 08539, 08542, 08543, 08546, 08547, 08858, 08542, 08860
803a-d | 102688 | Models D-1 & G-1 Swing Check Valves | 1996-12-27 | .pdf | Valve | Check Valves & Alarm Devices | 05497C, 08536, 08538, 08539, 08542, 08543, 08546, 08547
803a-d | 102688 | Models D-1 & G-1 Swing Check Valves | 1998-03-10 | .pdf | Valve | Check Valves & Alarm Devices | 05497C, 08536, 08538, 08539, 08542, 08543, 08546, 08547
803a-d | 102688 | Models D-1 & G-1 Swing Check Valves | 1999-03-04 | .pdf | Valve | Check Valves & Alarm Devices
803a-d | 102688 | Models D-1 & G-1 Swing Check Valves | 2006-06-22 | .pdf | Valve | Check Valves & Alarm Devices
803a-d | 102688 | Models D-1 & G-1 Swing Check Valves | 2007-11-30 | .pdf | Valve | Check Valves & Alarm Devices
803a-d | 102688 | Models D-1 & G-1 Swing Check Valves | 2008-04-04 | .pdf | Valve | Check Valves & Alarm Devices
803a-d | 102688 | Models D-1 & G-1 Swing Check Valves | 2008-09-05 | .pdf | Valve | Check Valves & Alarm Devices | 05497C, 08536, 08539, 08543, 08547, 08538, 08542, 08546
803a-d | 102688 | Models D-1 & G-1 Swing Check Valves | 2009-12-04 | .pdf | Valve | Check Valves & Alarm Devices | 05497C, 08536, 08539, 08543, 08547, 08538, 08542, 08546
803a-d | 102688 | Models D-1 & G-1 Swing Check Valves | 2010-04-16 | .pdf | Valve | Check Valves & Alarm Devices | 05497C, 08536, 08539, 08543, 08547, 08538, 08542, 08546
803a-d | 102688 | Models D-1 & G-1 Swing Check Valves | 2011-07-01 | .pdf | Valve | Check Valves & Alarm Devices | 05497C, 08536, 08539, 08543, 08547, 08538, 08542, 08546
804a-d | 012202 | 1-1/2" & 2" Spring Loaded In-Line Check Valve | 2002-03-18 | .pdf | Valve | Check Valves & Alarm Devices
804a-d | 012202 | 1-1/2" & 2" Spring Loaded In-Line Check Valve | 2005-01-31 | .pdf | Valve | Check Valves & Alarm Devices
804a-d | 012202 | 1-1/2" & 2" Spring Loaded In-Line Check Valve | 2006-07-27 | .pdf | Valve | Check Valves & Alarm Devices
804a-d | 012202 | 1-1/2" & 2" Spring Loaded In-Line Check Valve | 2006-10-12 | .pdf | Valve | Check Valves & Alarm Devices
805-808 | - | Model D-1 & C-2 Detector Check Valves | 1972-04-01 | .pdf | Valve | Check Valves & Alarm Devices
805-808 | - | Model D-1 & C-2 Detector Check Valves | 1974-02-01 | .pdf | Valve | Check Valves & Alarm Devices | 02626, 02113, 02136, 02152
805-808 | - | Model E-1 & E-2 Detector Check Valves | 1975-12-01 | .pdf | Valve | Check Valves & Alarm Devices | 03224, 02729, 02861, 03155, 02778, 03160, 02859, 02734
805-808 | - | Model E-1 & E-2 Detector Check Valves | 1978-11-01 | .pdf | Valve | Check Valves & Alarm Devices | 03224A, 02729A, 02861A, 03115A, 02778A, 03160A, 02859A, 02734A
805-808 | - | Model E-1 & E-2 Detector Check Valves | 1982-09-01 | .pdf | Valve | Check Valves & Alarm Devices | 02861A, 03155A, 02778A, 03160A, 02859A, 02734A
805-808 | - | Model F-1 Detector Check Valve | 1984-03-01 | .pdf | Valve | Check Valves & Alarm Devices | 05722-C, 05828-C, 05832-C,
805-808 | - | Model F Detector Check Valve | 1985-12-01 | .pdf | Valve | Check Valves & Alarm Devices | 05722C, 05832C, 05996C, 06002C
805-808 | - | Model F Detector Check Valve | 1988-03-01 | .pdf | Valve | Check Valves & Alarm Devices | 05722C, 05832C, 05996C, 06002C, 06074C, 06173C
805-808 | 102788 | Model F Detector Check Valve | 1988-10-01 | .pdf | Valve | Check Valves & Alarm Devices | 05722C, 05832C, 05996C, 06002C, 06173C
805-808 | 102788 | Model F Detector Check Valve | 1989-06-14 | .pdf | Valve | Check Valves & Alarm Devices | 05722C, 05832C, 05996C, 06002C, 06074C, 06173C
805-808 | 102788 | Model F Detector Check Valve | 1989-10-02 | .pdf | Valve | Check Valves & Alarm Devices | 05722C, 05832C, 05996C, 06002C, 06074C, 06173C
805a-d | 092004 | Swing Check Valve | 2004-09-01 | .pdf | Valve | Check Valves & Alarm Devices
805a-d | 092004 | Swing Check Valve | 2005-12-13 | .pdf | Valve | Check Valves & Alarm Devices
805a-d | 092004 | Swing Check Valve | 2007-08-03 | .pdf | Valve | Check Valves & Alarm Devices
805a-d | 092004 | Swing Check Valve | 2007-11-30 | .pdf | Valve | Check Valves & Alarm Devices
808a | TB 4034 | Technical Bulletin - 4" Detector Check Valve D-1 | 1973-07-01 | .pdf | Bulletin | Check Valves & Alarm Devices
809-809c | - | Model E-1 & E-2 Detector Check Valve | 1985-12-01 | .pdf | Valve | Check Valves & Alarm Devices | 02778A, 03160A, 02859A, 02734A
809-810 | - | Model A-1 Wafer Check Valve | 1974-05-01 | .pdf | Valve | Check Valves & Alarm Devices | 02387, 02389, 02390, 02391, 02392
809-810 | - | Model B-1 Wafer Check Valve | 1977-04-01 | .pdf | Valve | Check Valves & Alarm Devices | 04004B, 04005B, 04006B, 04007B, 04008B
811-813 | - | Model A-1 Double Check Backflow Preventer | 1975-07-01 | .pdf | Valve | Check Valves & Alarm Devices | 03086, 02736, 02738, 02710
811-814 | - | Model A-1 Double Check Backflow Preventer | 1982-04-01 | .pdf | Valve | Check Valves & Alarm Devices | 03086A, 02736A, 02738A, 02710A
811-814 | - | Model A-1 Double Check Backflow Preventer | 1983-09-01 | .pdf | Valve | Check Valves & Alarm Devices | 03086A, 02736A, 02738A, 02710A
|  | Letter - Model A-1 Backflow Preventer | 1986-05-15 | .pdf | Valve | Check Valves & Alarm Devices
815-818 | 011189 | Model E-1 Easy Riser® Swing Check Valve | 1990-01-16 | .pdf | Valve | Check Valves & Alarm Devices | 07085, 07087, 07091, 07093, 07097, 07099, 07103, 07105
815-818 | 011189 | Model E-1 Easy Riser® Swing Check Valve | 1990-03-29 | .pdf | Valve | Check Valves & Alarm Devices | 07085, 07087, 07091, 07093, 07097, 07099, 07103, 07105
815a-d | 011189 | Model E-1 & F-1 Easy Riser® Swing Check Valve | 1994-01-16 | .pdf | Valve | Check Valves & Alarm Devices | 07925, 07927, 07929, 08505, 08506, 08507, 08508, 08509, 08510, 08511, 08512, 08513, 08514, 08515, 08516, 08796, 08797, 08835, 08836
815a-d | 011189 | Model E-1 & F-1 Easy Riser® Swing Check Valve | 1994-07-15 | .pdf | Valve | Check Valves & Alarm Devices | 07925, 07927, 07929, 08505, 08506, 08507, 08508, 08509, 08510, 08511, 08512, 08513, 08514, 08515, 08516, 08796, 08797, 08835, 08836
815a-d | 011189 | Model E-1 & F-1 Easy Riser® Swing Check Valve | 1994-11-10 | .pdf | Valve | Check Valves & Alarm Devices | 07929, 08505, 08506, 08507, 08508, 08509, 08510, 08511, 08512, 08513, 08515, 08516, 08796, 08797, 08835
815a-d | 011189 | Model E-1 & F-1 Easy Riser® Swing Check Valve | 1995-11-21 | .pdf | Valve | Check Valves & Alarm Devices | 07929, 08505, 08506, 08507, 08508, 08509, 08510, 08511, 08512, 08513, 08515, 08516, 08796, 08797, 08835
815a-e | 011189 | Model E-1 & F-1 Easy Riser® Swing Check Valve | 1996-12-27 | .pdf | Valve | Check Valves & Alarm Devices | 07929, 08505, 08506, 08507, 08508, 08509, 08510, 08511, 08512, 08513, 08515, 08516
815a-e | 011189 | Model E-1 & F-1 Easy Riser® Swing Check Valve | 1998-03-10 | .pdf | Valve | Check Valves & Alarm Devices | 07929, 08505, 08506, 08507, 08508, 08509, 08510, 08511, 08512, 08513, 08515, 08516
815a-e | 011189 | Model E-1 & F-1 Easy Riser® Swing Check Valve | 1999-03-04 | .pdf | Valve | Check Valves & Alarm Devices
815a-e | 011189 | Model E-1 & F-1 Easy Riser® Swing Check Valve | 2004-06-30 | .pdf | Valve | Check Valves & Alarm Devices
815a-e | 011189 | Model E-1 & F-1 Easy Riser® Swing Check Valve | 2005-11-11 | .pdf | Valve | Check Valves & Alarm Devices
815a-e | 011189 | Model E-1 & F-1 Easy Riser® Swing Check Valve | 2005-12-09 | .pdf | Valve | Check Valves & Alarm Devices
815a-f | 011189 | Model E-1 & F-1 Easy Riser® Swing Check Valve | 2006-08-01 | .pdf | Valve | Check Valves & Alarm Devices
815a-f | 011189 | Model E-1 & F-1 Easy Riser® Swing Check Valve | 2007-02-16 | .pdf | Valve | Check Valves & Alarm Devices
815a-f | 011189 | Model E-1 & F-1 Easy Riser® Swing Check Valve | 2007-11-30 | .pdf | Valve | Check Valves & Alarm Devices
815a-g | 011189 | Model E-1 & F-1 Easy Riser® Swing Check Valve | 2008-09-05 | .pdf | Valve | Check Valves & Alarm Devices | 07929, 08505, 08506, 08507, 08508, 08509, 08510, 08511, 08512, 08512, 08513, 08515, 08516, 08796, 08797, 08835, 08836, 09039, 09385, 12355, 12356, 12648, 12649, 12650, 12651, 12652, 14023
815a-g | 011189 | Model E-1 & F-1 Easy Riser® Swing Check Valve | 2009-12-04 | .pdf | Valve | Check Valves & Alarm Devices | 07929, 08505, 08506, 08507, 08508, 08509, 08510, 08511, 08512, 08512, 08513, 08515, 08516, 08796, 08797, 08835, 08836, 09039, 09385, 12355, 12356, 12648, 12649, 12650, 12651, 12652, 14023
815a-g | 011189 | Model E-1 & F-1 Easy Riser® Swing Check Valve | 2010-08-12 | .pdf | Valve | Check Valves & Alarm Devices | 07929, 08505, 08506, 08507, 08508, 08509, 08510, 08511, 08512, 08512, 08513, 08515, 08516, 08796, 08797, 08835, 08836, 09039, 09385, 12355, 12356, 12648, 12649, 12650, 12651, 12652, 14023
815a-g | 011189 | Model E-1 & F-1 Easy Riser® Swing Check Valve | 2011-07-01 | .pdf | Valve | Check Valves & Alarm Devices | 07929, 08505, 08506, 08507, 08508, 08509, 08510, 08511, 08512, 08512, 08513, 08515, 08516, 08796, 08797, 08835, 08836, 09039, 09385, 12355, 12356, 12648, 12649, 12650, 12651, 12652, 14023
815a-g | 011189 | Model E-1 & F-1 Easy Riser® Swing Check Valve | 2012-04-13 | .pdf | Valve | Check Valves & Alarm Devices | 07929, 08505, 08506, 08507, 08508, 08509, 08510, 08511, 08512, 08512, 08513, 08515, 08516, 08796, 08797, 08835, 08836, 09039, 09385, 12355, 12356, 12648, 12649, 12650, 12651, 12652, 14023
815a-g | 011189 | Model E-1 & F-1 Easy Riser® Swing Check Valve | 2012-05-31 | .pdf | Valve | Check Valves & Alarm Devices | 07929, 08505, 08506, 08507, 08508, 08509, 08510, 08511, 08512, 08512, 08513, 08515, 08516, 08796, 08797, 08835, 08836, 09039, 09385, 12355, 12356, 12648, 12649, 12650, 12651, 12652, 14023
820a-c | 032405 | 4" Model M Check Valve | 2005-11-01 | .pdf | Valve | Check Valves & Alarm Devices
820a-c | 032405 | 4" Model M Check Valve | 2006-08-03 | .pdf | Valve | Check Valves & Alarm Devices
820a-c | 032405 | 4" Model M Check Valve | 2006-10-26 | .pdf | Valve | Check Valves & Alarm Devices
820a-c | 032405 | 4" Model M Check Valve | 2007-03-02 | .pdf | Valve | Check Valves & Alarm Devices
820a-c | 032405 | 4" Model M Check Valve | 2007-07-13 | .pdf | Valve | Check Valves & Alarm Devices
820a-c | 032405 | 4" Model M Check Valve | 2007-11-30 | .pdf | Valve | Check Valves & Alarm Devices
829-830 | - | Model B-1 Automatic Drip Valve | 1981-05-01 | .pdf | Device | Check Valves & Alarm Devices | 04292-B, 03960-B, 04495-B
829-830 | 062289 | Model B-1 Automatic Drip Valve | 1990-02-19 | .pdf | Device | Check Valves & Alarm Devices | 03960-B, 04495-B
829a-b | 062289 | Model B-1 Automatic Drip Valve | 2000-02-01 | .pdf | Device | Check Valves & Alarm Devices
829a-b | 062289 | Model B-1 Automatic Drip Valve | 2006-08-31 | .pdf | Device | Check Valves & Alarm Devices
831-832 | - | Model E-1 & E-2 Detector Check Trim Chart | 1986-01-01 | .pdf | Trim | Check Valves & Alarm Devices
831-833 | - | Model E-1 & E-2 Detector Check Trim Chart | 1974-07-01 | .pdf | Trim | Check Valves & Alarm Devices
831-833 | - | Model E-1 & E-2 Detector Check Trim Chart | 1978-11-01 | .pdf | Trim | Check Valves & Alarm Devices
905-906 | 070990 | Model A-1 TestanDrain Valve for Alarm Valves | 1990-07-09 | .pdf | Device | Check Valves & Alarm Devices
905a-b | 070990 | Model A-1 TestanDrain Valve for Alarm Valves | 1991-05-31 | .pdf | Device | Check Valves & Alarm Devices | 07611, 07679, 07681, 07612, 07684
905a-b | 070990 | Model A-1 TestanDrain Valve for Alarm Valves | 1992-03-04 | .pdf | Device | Check Valves & Alarm Devices | 07611, 07679, 07681, 07612, 07684
905a-b | 070990 | Model A-1 TestanDrain Valve for Alarm Valves | 1998-12-03 | .pdf | Device | Check Valves & Alarm Devices | 07611, 07679, 07681, 07612, 07684
905a-b | 070990 | Model A-1 TestanDrain Valve for Alarm Valves | 2001-05-15 | .pdf | Device | Check Valves & Alarm Devices | 07611, 07679, 07681, 07612, 07684
B-10 | - | Model B-2 Retarding Chamber | 1965-07-01 | .pdf | Valve | Check Valves & Alarm Devices
B-13 - B-14 | - | Model A, B, C, D Alarm Valves & Model B Retard Chamber | 1971-02-01 | .pdf | Valve | Check Valves & Alarm Devices
B-4 | - | Tyden A & B Alarm Valve | 1965-07-01 | .pdf | Valve | Check Valves & Alarm Devices
B-5 - B-6 | - | Model C & D Alarm Valves | 1965-07-01 | .pdf | Valve | Check Valves & Alarm Devices
B-7 | - | Model E Alarm Valve | 1965-07-01 | .pdf | Valve | Check Valves & Alarm Devices
C-1-C-4 |  | Model C, D & E Alarm Valves | 1957-01-01 | .pdf | Valve | Check Valves & Alarm Devices
D-1 | - | Pressure Signal Switches, Models UA-1014 and UA-1011 | 1965-07-01 | .pdf | Device | Check Valves & Alarm Devices
D-1-D-2 | - | Pressure Signal, Class 9018, Type ASG-6-SI or S2 | 1957-01-01 | .pdf | Device | Check Valves & Alarm Devices
D-1-D-3 | - | Pressure Signal Switches, Model 01780 (UA1010) and 01824 (UA 1011) | 1969-04-01 | .pdf | Device | Check Valves & Alarm Devices
D-2 | - | Model C Water Motor Alarm | 1965-07-01 | .pdf | Device | Check Valves & Alarm Devices
D-2-D-4 | - | Model C Water Motor Alarm & Model A-2 Alarm Line Strainer | 1971-02-01 | .pdf | Device | Check Valves & Alarm Devices
D-3 | - | Model D-2 Water Motor Alarm | 1965-07-01 | .pdf | Device | Check Valves & Alarm Devices
D-3 | - | Model D-3 Water Motor Alarm | 1970-09-01 | .pdf | Device | Check Valves & Alarm Devices
D-3-D-4 | - | Model C Water Motor Alarm | 1957-01-01 | .pdf | Device | Check Valves & Alarm Devices
D-4 | - | Supervisory Panel | 1965-07-01 | .pdf | Device | Check Valves & Alarm Devices
D-5-D-6 | - | Maintenance Device | 1965-07-01 | .pdf | Device | Check Valves & Alarm Devices
D-5-D-6 | - | Models BH-1001 and BH-1002 Flow Indicators | 1970-04-01 | .pdf | Device | Check Valves & Alarm Devices
D-5-D-6 | - | Models BH-1001 and BH-1002 Flow Indicators | 1971-01-01 | .pdf | Device | Check Valves & Alarm Devices
D-6 | - | Supervisory Panel | 1957-01-01 | .pdf | Device | Check Valves & Alarm Devices
D-7-D-8 | - | Model BH-1003 Electric Bells | 1970-04-01 | .pdf | Device | Check Valves & Alarm Devices
D-9 | - | Model C Water Motor Alarm, Model A2 Alarm Line Strainer, and Supervisory Panel | 1971-02-01 | .pdf | Device | Check Valves & Alarm Devices
E-11-E-13 | - | Model C-2 Check Valves | 1970-10-01 | .pdf | Valve | Check Valves & Alarm Devices
E-1-E-11 | - | Check Valves | 1965-07-01 | .pdf | Valve | Check Valves & Alarm Devices
E-1-E-4 | - | Model A, B, & C Check Valves & Model A Detector Check Valve | 1972-04-01 | .pdf | Valve | Check Valves & Alarm Devices
E-6 | TB 4006-3 | Technical Bulletin - 8" Detector Check Valve D-1 | 1970-09-01 | .pdf | Bulletin | Check Valves & Alarm Devices
E-6 | - | Check Valves | 1971-02-01 | .pdf | Valve | Check Valves & Alarm Devices
E-6-E-8 | - | Model C-2 Detector Check Valves | 1967-06-01 | .pdf | Valve | Check Valves & Alarm Devices
E-7-E-10 | - | Model D-1 & C-2 Detector Check Valves | 1970-09-01 | .pdf | Valve | Check Valves & Alarm Devices
G-1-G-4 | - | Model A & B Check Valve | 1957-01-01 | .pdf | Valve | Check Valves & Alarm Devices
G-2A | - | Model C Check Valves | 1961-02-01 | .pdf | Valve | Check Valves & Alarm Devices
G-3 | - | 4", 6", and 8" Model A Check Valves | 1957-01-01 | .pdf | Valve | Check Valves & Alarm Devices
G-4 | - | Model A Detector Check Valve | 1957-01-01 | .pdf | Valve | Check Valves & Alarm Devices
G-5-G-6 | - | Model C Detector Check Valve | 1961-09-01 | .pdf | Valve | Check Valves & Alarm Devices
G-7-G-8 | - | OS&Y Valves | 1957-01-01 | .pdf | Device | Check Valves & Alarm Devices
G-9 | - | Wall Hydrants & Double Check Valves | 1957-01-01 | .pdf | Device | Check Valves & Alarm Devices
O-26 | - | Tyden Model B Alarm Valve | 1957-01-01 | .pdf | Valve | Check Valves & Alarm Devices
VEN 1 - 5 | - | VEN Alarm Check Valve, Model F-1 | 1977-01-01 | .pdf | Valve | Check Valves & Alarm Devices
COLD STORAGE
|  | Electric Pneumatic Freezer System |  | .pdf | System | Cold Storage
|  | Viking Flow Control Valve as an Exhauster |  | .pdf | System | Cold Storage
300 | - | Technical Bulletin - Freezer Systems | 1986-06-01 | .pdf | System | Cold Storage
45a-h | 033004 | ESFR Cold Storage System | 2005-11-17 | .pdf | System | Cold Storage
45a-h | 033004 | ESFR Cold Storage System | 2005-12-19 | .pdf | System | Cold Storage
45a-j | 033004 | ESFR Cold Storage System | 2004-05-14 | .pdf | System | Cold Storage
45a-j | 033004 | ESFR Cold Storage System | 2004-07-30 | .pdf | System | Cold Storage
45a-j | 033004 | ESFR Cold Storage System | 2004-11-12 | .pdf | System | Cold Storage
45a-j | 033004 | ESFR Cold Storage System | 2005-06-17 | .pdf | System | Cold Storage
45a-j | 033004 | ESFR Cold Storage System | 2005-09-16 | .pdf | System | Cold Storage
45a-j | 033004 | ESFR Cold Storage System | 2005-12-19 | .pdf | System | Cold Storage
45a-j | 033004 | ESFR Cold Storage System | 2006-02-16 | .pdf | System | Cold Storage
45a-j | 033004 | ESFR Cold Storage System | 2009-04-17 | .pdf | System | Cold Storage
45a-j | 033004 | ESFR Cold Storage System | 2011-04-01 | .pdf | System | Cold Storage
46a-c | 041304 | ESFR Pendent Sprinkler VK510 | 2004-05-01 | .pdf | System | Cold Storage
46a-c | 041304 | ESFR Pendent Sprinkler VK510 | 2004-07-01 | .pdf | System | Cold Storage
46a-c | 041304 | ESFR Pendent Sprinkler VK510 | 2004-11-01 | .pdf | System | Cold Storage
47a-b | 060905 | Automatic Pressure Control System | 2005-06-01 | .pdf | System | Cold Storage
47a-b | 060905 | Automatic Pressure Control System | 2005-11-17 | .pdf | System | Cold Storage
47a-c | 060905 | Automatic Pressure Control System | 2006-02-09 | .pdf | System | Cold Storage
48a-c | 041104 | Model J-1 Alarm Check Valve Cold Storage Trim | 2004-05-01 | .pdf | Trim | Cold Storage
48a-c | 041104 | Model J-1 Alarm Check Valve Cold Storage Trim | 2004-07-04 | .pdf | Trim | Cold Storage
48a-c | 041104 | Model J-1 Alarm Check Valve Cold Storage Trim | 2005-12-01 | .pdf | Trim | Cold Storage
48a-d | 101505 | Easy Riser Check® Valve Trim - Pre-Primed Preaction System | 2005-11-01 | .pdf | Trim | Cold Storage
48a-d | 101505 | Easy Riser® Check Valve Trim - Pre-Primed Preaction System | 2006-02-16 | .pdf | Trim | Cold Storage
48a-d | 101505 | Easy Riser® Check Valve Trim - Pre-Primed Preaction System | 2006-04-27 | .pdf | Trim | Cold Storage
49a-b | 033104 | Firefighter Eliminator F | 2004-05-14 | .pdf | System | Cold Storage
49a-b | 033104 | Firefighter Eliminator F | 2004-07-04 | .pdf | System | Cold Storage
49a-b | 033104 | Firefighter Eliminator F | 2004-11-04 | .pdf | System | Cold Storage
49a-b | 033104 | Firefighter Eliminator F | 2005-06-05 | .pdf | System | Cold Storage
49a-b | 033104 | Firefighter Eliminator F | 2005-09-16 | .pdf | System | Cold Storage
49a-b | 033104 | Firefighter Eliminator F | 2005-11-17 | .pdf | System | Cold Storage
49a-b | 033104 | Firefighter Eliminator F | 2006-09-28 | .pdf | System | Cold Storage
49a-b | 033104 | Firefighter Eliminator F | 2007-03-23 | .pdf | System | Cold Storage
49e-h | 041204 | Firefighter Eliminator F MSDS | 2004-05-14 | .pdf | System | Cold Storage
49e-g | 041204 | Firefighter Eliminator F MSDS | 2007-08-03 | .pdf | System | Cold Storage
50a-b | 051904 | Firefighter Eliminator C | 2004-06-01 | .pdf | System | Cold Storage
50a-b | 051904 | Firefighter Eliminator C | 2005-06-01 | .pdf | System | Cold Storage
50a-b | 051904 | Firefighter Eliminator C | 2005-09-01 | .pdf | System | Cold Storage
50a-b | 051904 | Firefighter Eliminator C | 2005-11-17 | .pdf | System | Cold Storage
50a-b | 051904 | Firefighter Eliminator C | 2006-09-28 | .pdf | System | Cold Storage
50a-b | 051904 | Firefighter Eliminator C | 2007-03-23 | .pdf | System | Cold Storage
50e-g | 052004 | Firefighter Eliminator C MSDS | 2004-07-30 | .pdf | System | Cold Storage
50e-g | 052004 | Firefighter Eliminator C MSDS | 2007-08-03 | .pdf | System | Cold Storage
51a-h | 061104 | CS-1 Tank and Pump Package - ESFR Cold Stroage System | 2004-06-01 | .pdf | System | Cold Storage
51a-h | 061104 | CS-1 Tank and Pump Package - ESFR Cold Stroage System | 2004-07-01 | .pdf | System | Cold Storage
51a-h | 061104 | CS-1 Tank and Pump Package - ESFR Cold Stroage System | 2004-11-04 | .pdf | System | Cold Storage
51a-h | 061104 | CS-1 Tank and Pump Package - ESFR Cold Stroage System | 2005-06-01 | .pdf | System | Cold Storage
51a-h | 061104 | CS-1 Tank and Pump Package - ESFR Cold Stroage System | 2005-11-17 | .pdf | System | Cold Storage
51a-h | 061104 | CS-1 Tank and Pump Package - ESFR Cold Stroage System | 2006-09-28 | .pdf | System | Cold Storage
52a-d | 082005 | PN 4223 Pressure Supervisory Switch | 2005-08-01 | .pdf | System | Cold Storage
52a-d | 082005 | PN 4223 Pressure Supervisory Switch | 2006-02-06 | .pdf | System | Cold Storage
53a-b | 091905 | Model AV-1 Automatic Air/Vacuum Vent | 2005-11-01 | .pdf | System | Cold Storage
53a-b | 091905 | Model AV-1 Automatic Air/Vacuum Vent | 2006-02-16 | .pdf | System | Cold Storage
53a-b | 091905 | Model AV-1 Automatic Air/Vacuum Vent | 2006-09-28 | .pdf | System | Cold Storage
315a-d | 101405 | Single-Interlocked Pre-Primed Preaction System Controlled by Electric Release | 2005-12-16 | .pdf | System | Cold Storage
315a-d | 101405 | Single-Interlocked Pre-Primed Preaction System Controlled by Electric Release | 2007-08-03 | .pdf | System | Cold Storage
DELUGE & PREACTION SYSTEMS
201 | - | Deluge System Technical Data Sheet | 1972-04-01 | .pdf | System | Deluge & Preaction Systems
201a-b | 020589 | Deluge System Technical Data Sheet | 2003-04-18 | .pdf | System | Deluge & Preaction Systems
- | TB 4049 | Technical Bulletin - Deluge Systems | 1976-04-30 | .pdf | Bulletin | Deluge & Preaction Systems
- | TB 4050 | Technical Bulletin - Deluge Systems | 1976-04-30 | .pdf | Bulletin | Deluge & Preaction Systems
- | TB 4056 | Technical Bulletin - 6" D-5 Deluge Valves and 6" G-2 Flow Control Valves | 1980-07-01 | .pdf | Bulletin | Deluge & Preaction Systems
- | TB 4056 | Technical Bulletin - Factory Mutual Standards | 1982-07-01 | .pdf | Bulletin | Deluge & Preaction Systems
RFI 1-2 | 091203 | Bulletin - Installation of RFI Protection | 2004-01-05 | .pdf | Bulletin | Deluge & Preaction Systems
201-208 | - | Deluge System Data Sheets | 1982-09-01 | .pdf | System | Deluge & Preaction Systems
201-208 | - | Deluge System Data Sheets | 1977-06-01 | .pdf | System | Deluge & Preaction Systems
201-208 | - | Deluge System System Data Sheet | 1989-10-12 | .pdf | System | Deluge & Preaction Systems
201-209 | - | Deluge System Data Sheets | 1975-01-01 | .pdf | System | Deluge & Preaction Systems
203-204 | 110389 | Deluge System - Pneumatic Release | 1989-11-03 | .pdf | System | Deluge & Preaction Systems
203a-d | 110389 | Deluge System - Pneumatic Release | 1995-02-15 | .pdf | System | Deluge & Preaction Systems
203a-d | 110389 | Deluge System - Pneumatic Release | 1996-06-27 | .pdf | System | Deluge & Preaction Systems
203a-d | 110389 | Deluge System - Pneumatic Release | 1998-07-09 | .pdf | System | Deluge & Preaction Systems
203a-d | 110389 | Deluge System - Pneumatic Release | 2000-04-24 | .pdf | System | Deluge & Preaction Systems
203a-d | 110389 | Deluge System - Pneumatic Release | 2001-10-08 | .pdf | System | Deluge & Preaction Systems
202a-j | 110389 | Deluge System - Pneumatic Release | 2003-04-01 | .pdf | System | Deluge & Preaction Systems
202a-j | 110389 | Deluge System - Pneumatic Release | 2006-03-17 | .pdf | System | Deluge & Preaction Systems
202a-j | 110389 | Deluge System - Pneumatic Release | 2006-07-06 | .pdf | System | Deluge & Preaction Systems
202a-i | 110389 | Deluge System - Pneumatic Release | 2007-05-07 | .pdf | System | Deluge & Preaction Systems
202a-i | 110389 | Deluge System - Pneumatic Release | 2008-08-01 | .pdf | System | Deluge & Preaction Systems
203a-i | 110489 | Deluge System - Hydraulic Release | 2003-04-01 | .pdf | System | Deluge & Preaction Systems
203a-i | 110489 | Deluge System - Hydraulic Release | 2006-03-17 | .pdf | System | Deluge & Preaction Systems
203a-i | 110489 | Deluge System - Hydraulic Release | 2007-05-07 | .pdf | System | Deluge & Preaction Systems
203a-i | 110489 | Deluge System - Hydraulic Release | 2008-08-01 | .pdf | System | Deluge & Preaction Systems
204a-i | 110589 | Deluge System - Electric Release | 2003-04-01 | .pdf | System | Deluge & Preaction Systems
204a-i | 110589 | Deluge System - Electric Release | 2006-03-20 | .pdf | System | Deluge & Preaction Systems
204a-h | 110589 | Deluge System - Electric Release | 2007-05-07 | .pdf | System | Deluge & Preaction Systems
204a-h | 110589 | Deluge System - Electric Release | 2008-08-01 | .pdf | System | Deluge & Preaction Systems
| 051520 | Deluge System - Electric Release | 2025-11-22 | .pdf | System | Deluge & Preaction Systems
205-206 | 110489 | Deluge System Design Data Sheet - Hydraulic Release | 1989-11-04 | .pdf | System | Deluge & Preaction Systems
205a-c | 110489 | Deluge System - Hydraulic Release | 1995-02-15 | .pdf | System | Deluge & Preaction Systems
205a-c | 110489 | Deluge System - Hydraulic Release | 1996-06-27 | .pdf | System | Deluge & Preaction Systems
205a-c | 110489 | Deluge System - Hydraulic Release | 1998-07-09 | .pdf | System | Deluge & Preaction Systems
205a-c | 110489 | Deluge System - Hydraulic Release | 2000-04-24 | .pdf | System | Deluge & Preaction Systems
205a-c | 110489 | Deluge System - Hydraulic Release | 2001-01-19 | .pdf | System | Deluge & Preaction Systems
205a-c | 110489 | Deluge System - Hydraulic Release | 2001-10-08 | .pdf | System | Deluge & Preaction Systems
205a-l | 032989 | Deluge System - Design Data | 2003-04-18 | .pdf | System | Deluge & Preaction Systems
205a-d | 032989 | Deluge System - Design Data | 2007-05-07 | .pdf | System | Deluge & Preaction Systems
207-208 | 110589 | Deluge System Design Data Sheet - Electric Release | 1989-11-05 | .pdf | System | Deluge & Preaction Systems
207a-c | 110589 | Deluge System - Electric Release | 1995-02-15 | .pdf | System | Deluge & Preaction Systems
207a-c | 110589 | Deluge System - Electric Release | 1996-06-27 | .pdf | System | Deluge & Preaction Systems
207a-c | 110589 | Deluge System - Electric Release | 1998-07-09 | .pdf | System | Deluge & Preaction Systems
207a-c | 110589 | Deluge System - Electric Release | 2000-04-24 | .pdf | System | Deluge & Preaction Systems
207a-c | 110589 | Deluge System - Electric Release | 2001-10-08 | .pdf | System | Deluge & Preaction Systems
208a-h | 032989 | Deluge System Design | 2002-07-15 | .pdf | System | Deluge & Preaction Systems
208i-l | 061002 | Air Supplies for Release Systems | 2002-07-01 | .pdf | System | Deluge & Preaction Systems
206a-d | 061002 | Air Supplies for Release Systems | 2003-04-18 | .pdf | System | Deluge & Preaction Systems
222a | TB | Technical Bulletin - Seismic and Radiation Testing | 1985-10-01 | .pdf | Bulletin | Deluge & Preaction Systems
222b | TB 4044 | Technical Bulletin - 1/4" Priming Connection for Flow Control & Deluge Valves | 1975-05-01 | .pdf | Bulletin | Deluge & Preaction Systems
251-268 | - | Design of Deluge Systems | 1977-06-01 | .pdf | System | Deluge & Preaction Systems
251-270 | - | Design Data - Deluge Systems | 1975-03-01 | .pdf | System | Deluge & Preaction Systems
251-284 | - | Design of Deluge Systems | 1972-04-01 | .pdf | System | Deluge & Preaction Systems
255-256a | - | Deluge System Design Data | 1979-09-01 | .pdf | System | Deluge & Preaction Systems
257-264 | - | Deluge System Design Data | 1982-04-01 | .pdf | System | Deluge & Preaction Systems
260a-g | 032989 | Deluge System Design Data | 1995-02-15 | .pdf | System | Deluge & Preaction Systems
260a-g | 032989 | Deluge System Design Data | 1996-06-27 | .pdf | System | Deluge & Preaction Systems
260a-g | 032989 | Deluge System Design Data | 1998-07-09 | .pdf | System | Deluge & Preaction Systems
264-265 | TB | Technical Bulletin - Deluge Valve Auxiliary System Design | 1985-02-01 | .pdf | Bulletin | Deluge & Preaction Systems
264a-b | - | Magnetic Bypass System | 1979-08-01 | .pdf | System | Deluge & Preaction Systems
265-284 | - | System F- Operation Description | 1972-04-01 | .pdf | System | Deluge & Preaction Systems
265-293 | - | Deluge System Data Sheets | 1977-06-01 | .pdf | System | Deluge & Preaction Systems
279-293 | - | Design Data - Water Spray Design | 1977-06-01 | .pdf | System | Deluge & Preaction Systems
208a-o | 042602 | Design Data - Water Spray Design | 2003-04-18 | .pdf | System | Deluge & Preaction Systems
209a-o | 042602 | Water Spray Design | 2002-07-15 | .pdf | Valve | Deluge & Preaction Valves
301-304 | 040389 | Preaction System | 1989-10-01 | .pdf | System | Deluge & Preaction Systems
301a | 040389 | Preaction System | 2007-08-03 | .pdf | System | Deluge & Preaction Systems
301-318 | - | Technical Data - Preaction Systems (pg 301-318) | 1977-08-01 | .pdf | System | Deluge & Preaction Systems
307-308 | 110189 | Non-Interlocked Preaction with Pneumatic Release | 1989-11-01 | .pdf | System | Deluge & Preaction Systems
307-314 | - | Design Data - Preaction Systems (pg 307-314) | 1982-12-01 | .pdf | System | Deluge & Preaction Systems
307a-d | 110189 | Non-Interlocked Preaction with Pneumatic Release | 1995-01-15 | .pdf | System | Deluge & Preaction Systems
307a-d | 110189 | Non-Interlocked Preaction with Pneumatic Release | 1996-07-01 | .pdf | System | Deluge & Preaction Systems
307a-d | 110189 | Non-Interlocked Preaction with Pneumatic Release | 1998-07-09 | .pdf | System | Deluge & Preaction Systems
307a-e | 110189 | Non-Interlocked Preaction with Pneumatic Release | 2001-05-14 | .pdf | System | Deluge & Preaction Systems
307a-i | 110189 | Non-Interlocked Preaction with Pneumatic Release | 2001-09-01 | .pdf | System | Deluge & Preaction Systems
307a-i | 110189 | Non-Interlocked Preaction with Pneumatic Release | 2007-05-07 | .pdf | System | Deluge & Preaction Systems
307a-i | 110189 | Non-Interlocked Preaction with Pneumatic Release | 2008-10-03 | .pdf | System | Deluge & Preaction Systems
309-310 | 110289 | Non-Interlocked Preaction with Electric Release | 1989-11-02 | .pdf | System | Deluge & Preaction Systems
309a-d | 110289 | Non-Interlocked Preaction with Electric Release | 1995-01-15 | .pdf | System | Deluge & Preaction Systems
309a-d | 110289 | Non-Interlocked Preaction with Electric Release | 1996-07-01 | .pdf | System | Deluge & Preaction Systems
309a-d | 110289 | Non-Interlocked Preaction with Electric Release | 1998-07-09 | .pdf | System | Deluge & Preaction Systems
309a-e | 110289 | Non-Interlocked Preaction with Electric Release | 2001-05-14 | .pdf | System | Deluge & Preaction Systems
309a-i | 110289 | Non-Interlocked Preaction with Electric Release | 2001-09-01 | .pdf | System | Deluge & Preaction Systems
309a-h | 110289 | Non-Interlocked Preaction with Electric Release | 2007-05-07 | .pdf | System | Deluge & Preaction Systems
309a-h | 110289 | Non-Interlocked Preaction with Electric Release | 2008-10-03 | .pdf | System | Deluge & Preaction Systems
311-315 | - | Single-Interlocked Preaction System | 1985-06-01 | .pdf | System | Deluge & Preaction Systems
311-315 | 070589 | Single-Interlocked Preaction System | 1989-07-05 | .pdf | System | Deluge & Preaction Systems
311a-d | 070589 | Single-Interlocked Preaction System Controlled by Pneumatic Release | 1995-01-15 | .pdf | System | Deluge & Preaction Systems
311a-d | 070589 | Single-Interlocked Preaction System Controlled by Pneumatic Release | 1996-07-01 | .pdf | System | Deluge & Preaction Systems
311a-d | 070589 | Single-Interlocked Preaction System Controlled by Pneumatic Release | 1998-07-09 | .pdf | System | Deluge & Preaction Systems
311a-e | 070589 | Single-Interlocked Preaction System Controlled by Pneumatic Release | 2001-04-23 | .pdf | System | Deluge & Preaction Systems
311a-d | 070589 | Single-Interlocked Preaction System Controlled by Pneumatic Release | 2001-09-01 | .pdf | System | Deluge & Preaction Systems
311a-m | 070589 | Single-Interlocked Preaction System Controlled by Pneumatic Release | 2007-05-07 | .pdf | System | Deluge & Preaction Systems
311a-l | 070589 | Single-Interlocked Preaction System Controlled by Pneumatic Release | 2008-10-03 | .pdf | System | Deluge & Preaction Systems
311a-i | 070589 | Single-Interlocked Preaction System Controlled by Pneumatic Release | 2009-01-19 | .pdf | System | Deluge & Preaction Systems
311a-i | 070589 | Single-Interlocked Preaction System Controlled by Pneumatic Release | 2009-02-27 | .pdf | System | Deluge & Preaction Systems
311a-i | 070589 | Single-Interlocked Preaction System Controlled by Pneumatic Release | 2012-01-27 | .pdf | System | Deluge & Preaction Systems
314a-e | 070689 | Single-Interlocked Preaction System Controlled by Electric Release | 1995-01-15 | .pdf | System | Deluge & Preaction Systems
314a-e | 070689 | Single-Interlocked Preaction System Controlled by Electric Release | 1996-07-01 | .pdf | System | Deluge & Preaction Systems
314a-e | 070689 | Single-Interlocked Preaction System Controlled by Electric Release | 1998-07-30 | .pdf | System | Deluge & Preaction Systems
314a-g | 070689 | Single-Interlocked Preaction System Controlled by Electric Release | 2001-04-23 | .pdf | System | Deluge & Preaction Systems
314a-o | 070689 | Single-Interlocked Preaction System Controlled by Electric Release | 2001-09-01 | .pdf | System | Deluge & Preaction Systems
314a-m | 070689 | Single-Interlocked Preaction System Controlled by Electric Release | 2007-05-07 | .pdf | System | Deluge & Preaction Systems
314a-l | 070689 | Single-Interlocked Preaction System Controlled by Electric Release | 2008-10-03 | .pdf | System | Deluge & Preaction Systems
| 051820 | Single-Interlocked Preaction System Controlled by Electric Release | 2025-10-23 | .pdf | System | Deluge & Preaction Systems
315-318 | - | Design Data - Preaction Systems (pg 315-318) | 1979-08-01 | .pdf | System | Deluge & Preaction Systems
315a-d | 101405 | Single-Interlocked Pre-Primed Preaction System Controlled by Electric Release | 2005-12-16 | .pdf | System | Deluge & Preaction Systems
315a-e | 101405 | Single-Interlocked Pre-Primed Preaction System Controlled by Electric Release | 2007-08-03 | .pdf | System | Deluge & Preaction Systems
316-318 | - | Double-Interlocked Preaction System - Pneumatic/Pneumatic | 1986-02-01 | .pdf | System | Deluge & Preaction Systems
316-318 | 070789 | Double-Interlocked Preaction System - Pneumatic/Pneumatic | 1989-07-01 | .pdf | System | Deluge & Preaction Systems
316-318 | 070789 | Double-Interlocked Preaction System - Pneumatic/Pneumatic | 1990-05-07 | .pdf | System | Deluge & Preaction Systems
316-318 | 070789 | Double-Interlocked Preaction System - Pneumatic/Pneumatic | 1992-05-03 | .pdf | System | Deluge & Preaction Systems
316-318 | 070789 | Double-Interlocked Preaction System - Pneumatic/Pneumatic | 1992-08-17 | .pdf | System | Deluge & Preaction Systems
316-318 | 070789 | Double-Interlocked Preaction System - Pneumatic/Pneumatic | 1993-06-11 | .pdf | System | Deluge & Preaction Systems
316-320 | - | Double-Interlocked Preaction System | 1985-06-01 | .pdf | System | Deluge & Preaction Systems
316a-d | 070789 | Double-Interlocked Preaction System - Pneumatic/Pneumatic | 1995-01-15 | .pdf | System | Deluge & Preaction Systems
316a-d | 070789 | Double-Interlocked Preaction System - Pneumatic/Pneumatic | 1996-07-01 | .pdf | System | Deluge & Preaction Systems
316a-f | 070789 | Double-Interlocked Preaction System - Pneumatic/Pneumatic | 2001-03-27 | .pdf | System | Deluge & Preaction Systems
316a-j | 070789 | Double-Interlocked Preaction System - Pneumatic/Pneumatic | 2001-09-05 | .pdf | System | Deluge & Preaction Systems
316a-e | 070789 | Double-Interlocked Preaction System - Pneumatic/Pneumatic | 1998-02-20 | .pdf | System | Deluge & Preaction Systems
316a-f | 070789 | Double-Interlocked Preaction System - Pneumatic/Pneumatic | 2000-04-14 | .pdf | System | Deluge & Preaction Systems
316a-g | 070789 | Double-Interlocked Preaction System - Pneumatic/Pneumatic | 2004-01-01 | .pdf | System | Deluge & Preaction Systems
316a-g | 070789 | Double-Interlocked Preaction System - Pneumatic/Pneumatic | 2006-03-23 | .pdf | System | Deluge & Preaction Systems
316a-j | 070789 | Double-Interlocked Preaction System - Pneumatic/Pneumatic | 2008-10-03 | .pdf | System | Deluge & Preaction Systems
319-320 | 070889 | Double-Interlocked Preaction System - Electric/Pneumatic | 1989-07-08 | .pdf | System | Deluge & Preaction Systems
319a-d | 070889 | Double-Interlocked Preaction System - Electric/Pneumatic | 1995-01-15 | .pdf | System | Deluge & Preaction Systems
319a-d | 070889 | Double-Interlocked Preaction System - Electric/Pneumatic | 1996-07-01 | .pdf | System | Deluge & Preaction Systems
319a-d | 070889 | Double-Interlocked Preaction System - Electric/Pneumatic | 1998-07-30 | .pdf | System | Deluge & Preaction Systems
319a-f | 070889 | Double-Interlocked Preaction System - Electric/Pneumatic | 2000-04-14 | .pdf | System | Deluge & Preaction Systems
319a-f | 070889 | Double-Interlocked Preaction System - Electric/Pneumatic | 2001-03-27 | .pdf | System | Deluge & Preaction Systems
319a-j | 070889 | Double-Interlocked Preaction System - Electric/Pneumatic | 2001-09-01 | .pdf | System | Deluge & Preaction Systems
319a-f | 070889 | Double-Interlocked Preaction System - Electric/Pneumatic | 2004-01-12 | .pdf | System | Deluge & Preaction Systems
319a-i | 070889 | Double-Interlocked Preaction System - Electric/Pneumatic | 2008-10-03 | .pdf | System | Deluge & Preaction Systems
| 052020 | Double-Interlocked Preaction System - Electric/Pneumatic | Nov.-22 | .pdf | System | Deluge & Preaction Systems
321 |  | Double-Interlocked Preaction System - Electric/Pneumatic Controlled by Crosszoned Panel | 1991-09-23 | .pdf | System | Deluge & Preaction Systems
321a-d | 020195 | Double-Interlocked Preaction System - Electric/Pneu-Lectric | 1995-01-15 | .pdf | System | Deluge & Preaction Systems
321a-d | 020195 | Double-Interlocked Preaction System - Electric/Pneu-Lectric | 1996-07-01 | .pdf | System | Deluge & Preaction Systems
321a-d | 020195 | Double-Interlocked Preaction System - Electric/Pneu-Lectric | 1998-07-30 | .pdf | System | Deluge & Preaction Systems
321a-d | 020195 | Double-Interlocked Preaction System - Electric/Pneu-Lectric | 1998-09-03 | .pdf | System | Deluge & Preaction Systems
321a-f | 020195 | Double-Interlocked Preaction System - Electric/Pneu-Lectric | 2000-04-14 | .pdf | System | Deluge & Preaction Systems
321a-d | 020195 | Double-Interlocked Preaction System - Electric/Pneu-Lectric | 2001-09-01 | .pdf | System | Deluge & Preaction Systems
321a-m | 020195 | Double-Interlocked Preaction System - Electric/Pneu-Lectric | 2007-05-07 | .pdf | System | Deluge & Preaction Systems
| 052220 | Double-Interlocked Preaction System - Electric/Pneu-Lectric | 2025-02-01 | .pdf | System | Deluge & Preaction Systems
321a-l | 020195 | Double-Interlocked Preaction System - Electric/Pneu-Lectric | 2008-10-03 | .pdf | System | Deluge & Preaction Systems
323a-j | 020702 | SureFire Single-Interlocked Preaction System | 2002-04-15 | .pdf | System | Deluge & Preaction Systems | 11689-1, 11689-2, 11691-1, 11691-2, 11700-1, 11700-2, 11701-1, 11701-2, 11693-1, 11693-2, 11704-1, 11704-2
323a-j | 020702 | SureFire Single-Interlocked Preaction System | 2002-10-31 | .pdf | System | Deluge & Preaction Systems | 11689-1, 11689-2, 11691-1, 11691-2, 11700-1, 11700-2, 11701-1, 11701-2, 11693-1, 11693-2, 11704-1, 11704-2
325a-d | 010594 | TotalPac Double-Interlocked Preaction System | 1994-01-01 | .pdf | System | Deluge & Preaction Systems
325a-j | 020802 | SureFire Double-Interlocked Preaction System | 2002-04-15 | .pdf | System | Deluge & Preaction Systems | 11690-1, 11690-2, 11692-1, 11692-2, 11702-1, 11702-2, 11703-1, 11703-2, 11694-1, 11694-2, 11705-1, 11705-2
325a-j | 020802 | SureFire Double-Interlocked Preaction System | 2002-10-31 | .pdf | System | Deluge & Preaction Systems | 11690-1, 11690-2, 11692-1, 11692-2, 11702-1, 11702-2, 11705-1, 11705-2
325a-l | 111608 | G-4000P Single-Interlocked Preaction System - Electric Release | 2009-04-09 | .pdf | System | Deluge & Preaction Systems | 15595-1, 15651-1, 15859-1
325a-l | 111608 | G-4000P Single-Interlocked Preaction System - Electric Release | 2009-05-15 | .pdf | System | Deluge & Preaction Systems | 15595-1, 15651-1, 15859-1
325a-l | 111608 | G-4000P Single-Interlocked Preaction System - Electric Release | 2009-07-31 | .pdf | System | Deluge & Preaction Systems | 15595-1, 15651-1, 15859-1
325a-m | 111608 | G-4000P Single-Interlocked Preaction System - Electric Release | 2009-09-18 | .pdf | System | Deluge & Preaction Systems | 15595-1, 15651-1, 15859-1
325a-m | 111608 | G-4000P Single-Interlocked Preaction System - Electric Release | 2009-10-02 | .pdf | System | Deluge & Preaction Systems | 15651-1
325a-m | 111608 | G-4000P Single-Interlocked Preaction System - Electric Release | 2010-01-15 | .pdf | System | Deluge & Preaction Systems | 15651-1
325a-m | 111608 | G-4000P Single-Interlocked Preaction System - Electric Release | 2010-09-02 | .pdf | System | Deluge & Preaction Systems | 15651-1
326a-l | 112008 | G-4000P Double-Interlocked Preaction System - Electric/Pneumatic Release | 2009-04-09 | .pdf | System | Deluge & Preaction Systems | 15653-1, 15860-1
326a-l | 112008 | G-4000P Double-Interlocked Preaction System - Electric/Pneumatic Release | 2009-05-15 | .pdf | System | Deluge & Preaction Systems | 15653-1, 15860-1
326a-l | 112008 | G-4000P Double-Interlocked Preaction System - Electric/Pneumatic Release | 2009-07-31 | .pdf | System | Deluge & Preaction Systems | 15653-1, 15860-1
326a-l | 112008 | G-4000P Double-Interlocked Preaction System - Electric/Pneumatic Release | 2009-09-18 | .pdf | System | Deluge & Preaction Systems | 15653-1
326a-l | 112008 | G-4000P Double-Interlocked Preaction System - Electric/Pneumatic Release | 2010-01-15 | .pdf | System | Deluge & Preaction Systems | 15653-1
326a-l | 112008 | G-4000P Double-Interlocked Preaction System - Electric/Pneumatic Release | 2010-09-02 | .pdf | System | Deluge & Preaction Systems | 15653-1
327a-l | 112208 | G-4000P Surefire | 2009-04-09 | .pdf | System | Deluge & Preaction Systems | 15648-1, 15858-1
327a-l | 112208 | G-4000P Surefire | 2009-05-15 | .pdf | System | Deluge & Preaction Systems | 15648-1, 15858-1
327a-l | 112208 | G-4000P Surefire | 2009-07-31 | .pdf | System | Deluge & Preaction Systems | 15648-1, 15858-1
327a-l | 112208 | G-4000P Surefire | 2009-09-18 | .pdf | System | Deluge & Preaction Systems | 15648-1
327a-l | 112208 | G-4000P Surefire | 2010-01-15 | .pdf | System | Deluge & Preaction Systems | 15648-1
327a-l | 112208 | G-4000P Surefire | 2010-09-02 | .pdf | System | Deluge & Preaction Systems | 15648-1
328a-m | 011310 | G-2000P Preaction System with Electric Release | 2010-02-19 | .pdf | System | Deluge & Preaction Systems | 16187-1
328a-m | 011310 | G-2000P Preaction System with Electric Release | 2011-07-01 | .pdf | System | Deluge & Preaction Systems | 16187-1
329a-m | 011410 | G-3000P Preaction System with Electric Release | 2010-02-19 | .pdf | System | Deluge & Preaction Systems | 16190-1
329a-m | 011410 | G-3000P Preaction System with Electric Release | 2011-07-01 | .pdf | System | Deluge & Preaction Systems | 16190-1
330a-l | 011510 | G-2000P Double-Interlocked Preaction System - Electric/Pneumatic Release | 2010-02-19 | .pdf | System | Deluge & Preaction Systems | 16188-1
330a-l | 011510 | G-2000P Double-Interlocked Preaction System - Electric/Pneumatic Release | 2010-06-25 | .pdf | System | Deluge & Preaction Systems | 16188-1
330a-l | 011510 | G-2000P Double-Interlocked Preaction System - Electric/Pneumatic Release | 2011-04-15 | .pdf | System | Deluge & Preaction Systems | 16188-1
330a-l | 011510 | G-2000P Double-Interlocked Preaction System - Electric/Pneumatic Release | 2011-07-01 | .pdf | System | Deluge & Preaction Systems | 16188-1
331a-l | 011610 | G-3000P Double-Interlocked Preaction System - Electric/Pneumatic Release | 2010-02-19 | .pdf | System | Deluge & Preaction Systems | 16191-1
331a-l | 011610 | G-3000P Double-Interlocked Preaction System - Electric/Pneumatic Release | 2011-07-01 | .pdf | System | Deluge & Preaction Systems | 16191-1
332a-l | 011710 | G-2000P Surefire Preaction System | 2010-02-19 | .pdf | System | Deluge & Preaction Systems | 16189-1
332a-l | 011710 | G-2000P Surefire Preaction System | 2011-07-01 | .pdf | System | Deluge & Preaction Systems | 16189-1
333a-l | 011810 | G-3000P Surefire Preaction System | 2010-02-19 | .pdf | System | Deluge & Preaction Systems | 16192-1
333a-l | 011810 | G-3000P Surefire Preaction System | 2011-07-01 | .pdf | System | Deluge & Preaction Systems | 16192-1
346a-m | 021311 | 6" Model G-6000P Preaction with Electric Release | 2011-06-01 | .pdf | System | Deluge & Preaction Systems | 17049-1
347a-l | 031411 | 6" Model G-6000P Preaction with Electric/Pneumatic Release | 2011-06-01 | .pdf | System | Deluge & Preaction Systems | 17049-1
348a-l | 021511 | 6" Model G-6000P Surefire Preaction | 2011-06-01 | .pdf | System | Deluge & Preaction Systems | 17051-1
351a-d | 062993 | TotalPac Single-Interlocked Preaction System | 1994-01-28 | .pdf | System | Deluge & Preaction Systems
352a-d | 010594 | TotalPac Double-Interlocked Preaction System | 1994-01-28 | .pdf | System | Deluge & Preaction Systems
353a-e | 010594 | TotalPac Double-Interlocked Preaction System | 2001-03-01 | .pdf | System | Deluge & Preaction Systems
353a-f | 032806 | SureFire® Single-Interlocked Preaction System | 2006-04-01 | .pdf | System | Deluge & Preaction Systems
353a-f | 062806 | SureFire® Single-Interlocked Preaction System | 2006-06-29 | .pdf | System | Deluge & Preaction Systems
353a-l | 032806 | SureFire® Single-Interlocked Pre-Primed Preaction System | 2006-08-31 | .pdf | System | Deluge & Preaction Systems
355a-b | 121306 | Recommended Air Supply | 2007-01-12 | .pdf | System | Deluge & Preaction Systems
355a-b | 121306 | Recommended Air Supply | 2007-12-19 | .pdf | System | Deluge & Preaction Systems
E12 | - | Preaction Dry System | 1957-01-01 | .pdf | System | Deluge & Preaction Systems
F-1-F-34 | - | Design of Deluge Systems & Characteristics of Model A,B, & C Releases | 1967-03-01 | .pdf | System | Deluge & Preaction Systems
F-1-F-40 | - | Operation of Viking Release | 1957-01-01 | .pdf | System | Deluge & Preaction Systems
F-21-F-26 | - | Supervised Preaction Dry System | 1957-01-01 | .pdf | System | Deluge & Preaction Systems
H-1 |  | Deluge System | 1966-10-01 | .pdf | System | Deluge & Preaction Systems
VEN 43 - 49 | - | VEN Deluge System Data Pages | 1977-06-01 | .pdf | System | Deluge & Preaction Systems
VEN 50 - 53 | - | VEN Preaction Systems | 1977-07-01 | .pdf | System | Deluge & Preaction Systems
DELUGE & PREACTION TRIM
- | 1035-1036 | 3” & 4" Model D-4 Deluge Valve Trim Chart | 1968-09-01 | .pdf | Trim | Deluge & Preaction Trim
222a-c | 081099 | 1-1/2” Model E Deluge Valve Easy Trim Chart | 2003-04-18 | .pdf | Trim | Deluge & Preaction Trim
222e-g | 081499 | 1-1/2” Model E Deluge Valve Easy Trim (Stainless Steel) | 2003-04-18 | .pdf | Trim | Deluge & Preaction Trim
223-224 | - | 2” & 3" Model D-4 Deluge Valve Trim Chart | 1972-04-01 | .pdf | Trim | Deluge & Preaction Trim
223-224 | - | 2” & 3" Model D-4 Deluge Valve Trim Chart | 1974-12-01 | .pdf | Trim | Deluge & Preaction Trim
223-224 | - | 2” Model D-4 & 3" Model D-5 Deluge Valve Trim Chart | 1976-09-01 | .pdf | Trim | Deluge & Preaction Trim
223-224 | - | 2” & 3" Model D-4 Deluge Valve Trim Chart | 1977-02-01 | .pdf | Trim | Deluge & Preaction Trim
223-224 | - | 2” Model D-4 & 3” Model D-5 Deluge Valve Trim Chart | 1978-06-01 | .pdf | Trim | Deluge & Preaction Trim
223-224 | - | 2” & 3" Model D-4 & Model D-5 Deluge Valve Trim Chart | 1981-06-01 | .pdf | Trim | Deluge & Preaction Trim
223-224 | - | 2” & 3” Model E-1 Deluge Valve Trim Chart | 1984-01-01 | .pdf | Trim | Deluge & Preaction Trim
223-224 | - | 2” & 3” Model E-1 Deluge Valve Trim Chart | 1985-05-01 | .pdf | Trim | Deluge & Preaction Trim
223-224 | - | 2” & 3” Model E-1 Deluge Valve Trim Chart | 1986-09-01 | .pdf | Trim | Deluge & Preaction Trim
223-224 | - | 2” & 3” Model E-1 Deluge Valve Trim Chart | 1989-06-01 | .pdf | Trim | Deluge & Preaction Trim
223-224 | - | 2” & 3” Model E-1 Deluge Valve Trim Chart | 1992-09-30 | .pdf | Trim | Deluge & Preaction Trim | 05959A, 08170, 05961A, 08171
223a-c | 011394 | 1-1/2” Model E Deluge Valve Conventional Trim Chart | 1995-03-15 | .pdf | Trim | Deluge & Preaction Trim | 09209, 09210, 09211
223a-c | 011394 | 1-1/2” Model E Deluge Valve Conventional Trim Chart | 1996-06-27 | .pdf | Trim | Deluge & Preaction Trim | 09209, 09210, 09211
223a-c | 081199 | 2" Model E Deluge Easy Trim | 2003-04-18 | .pdf | Trim | Deluge & Preaction Trim
223d-f | 082897 | 1-1/2” Model E Deluge Valve Conventional Trim Chart | 1997-09-02 | .pdf | Trim | Deluge & Preaction Trim | 10202, 10240, 10250
223d-f | 082897 | 1-1/2” Model E Deluge Valve Conventional Trim Chart | 2002-03-07 | .pdf | Trim | Deluge & Preaction Trim | 10202, 10240, 10250
223e-g | 081599 | 2" Model E Deluge Easy Trim (Stainless Steel) | 2003-04-18 | .pdf | Trim | Deluge & Preaction Trim
224a-c | 011994 | 2” Model E Deluge Valve Conventional Trim Chart | 1995-03-15 | .pdf | Trim | Deluge & Preaction Trim | 09212, 09213, 09214
224a-c | 011994 | 2” Model E Deluge Valve Conventional Trim Chart | 1996-06-27 | .pdf | Trim | Deluge & Preaction Trim | 09212, 09213, 09214
224a-c | 011994 | 2” Model E Deluge Valve Conventional Trim Chart | 1997-11-24 | .pdf | Trim | Deluge & Preaction Trim | 10203, 10241, 10251
224a-c | 011994 | 2” Model E Deluge Valve Conventional Trim Chart | 2002-03-07 | .pdf | Trim | Deluge & Preaction Trim | 10203, 10241, 10251
224a-c | 081299 | 3”, 4”, & 6” Model E Deluge Valve Easy Trim | 2003-04-18 | .pdf | Trim | Deluge & Preaction Trim
224e-g | 070999 | 3”, 4”, & 6” Model E Deluge Valve Easy Trim (Stainless Steel) | 2003-04-18 | .pdf | Trim | Deluge & Preaction Trim
225-226 | - | 4” & 6” Model D-4 Deluge Valve Trim Chart | 1972-04-01 | .pdf | Trim | Deluge & Preaction Trim
225-226 | - | 4" & 6” Model D-5 Deluge Valve Trim Chart | 1974-12-01 | .pdf | Trim | Deluge & Preaction Trim
225-226 | - | 4” & 6" Model D-5 Deluge Valve Trim Chart | 1976-09-01 | .pdf | Trim | Deluge & Preaction Trim
225-226 | - | 4” & 6” Model D-5 Deluge Valve Trim Chart | 1977-02-01 | .pdf | Trim | Deluge & Preaction Trim
225-226 | - | 4" & 6” Model D-5 Deluge Valve Trim Chart | 1978-06-01 | .pdf | Trim | Deluge & Preaction Trim
225-226 | - | 4” & 6” Model D-5 Deluge Valve Trim Chart | 1981-06-01 | .pdf | Trim | Deluge & Preaction Trim
225-226 | - | 4” & 6” Model E-1 Deluge Valve Trim Chart | 1984-01-01 | .pdf | Trim | Deluge & Preaction Trim
225-226 | - | 4” & 6” Model E-1 Deluge Valve Trim chart | 1985-05-01 | .pdf | Trim | Deluge & Preaction Trim
225-226 | - | 4” & 6” Model E-1 Deluge Valve Trim Chart | 1986-09-01 | .pdf | Trim | Deluge & Preaction Trim
225-226 | - | 4” & 6” Model E-1 Deluge Valve Trim Chart | 1992-09-30 | .pdf | Trim | Deluge & Preaction Trim | 05963A, 08172, 05965A, 08173
225a-b | 082897 | 1-1/2” Model E Deluge Valve Conventional Trim Chart | 2003-04-18 | .pdf | Trim | Deluge & Preaction Trim
225a-c | 082897 | 1-1/2” Model E Deluge Valve Conventional Trim Chart | 2007-12-01 | .pdf | Trim | Deluge & Preaction Trim
225a-d | 082897 | 1-1/2” Model E Deluge Valve Conventional Trim Chart | 2008-08-01 | .pdf | Trim | Deluge & Preaction Trim
227a-g | 012194 | 3”, 4”, & 6” Model E Deluge Valve Conventional Trim | 1995-03-15 | .pdf | Trim | Deluge & Preaction Trim | 09062, 09063, 09064, 09216, 09219, 09222, 09217, 09220, 09223
227a-g | 012194 | 3”, 4”, & 6” Model E Deluge Valve Conventional Trim | 1996-06-27 | .pdf | Trim | Deluge & Preaction Trim | 09062, 09063, 09064, 09216, 09219, 09222, 09217, 09220, 09223
227a-g | 012194 | 3”, 4”, & 6” Model E Deluge Valve Conventional Trim | 1998-02-20 | .pdf | Trim | Deluge & Preaction Trim | 10204, 10205, 10206, 10242, 10243, 10244, 10252, 10253, 10254
227a-g | 012194 | 3”, 4”, & 6” Model E Deluge Valve Conventional Trim | 2001-11-19 | .pdf | Trim | Deluge & Preaction Trim | 10204, 10205, 10206, 10242, 10243, 10244, 10252, 10253, 10254
226-1a-1c | 081099 | 1-1/2” Model E Deluge Valve Easy Trim Chart | 2000-01-03 | .pdf | Trim | Deluge & Preaction Trim | 10692, 10859
226-1a-1c | 081099 | 1-1/2” Model E Deluge Valve Easy Trim Chart | 2000-05-10 | .pdf | Trim | Deluge & Preaction Trim | 10692, 10859
226-1a-1c | 081099 | 1-1/2” Model E Deluge Valve Easy Trim Chart | 2000-06-12 | .pdf | Trim | Deluge & Preaction Trim | 10692, 10859
226-1a-1c | 081099 | 1-1/2” Model E Deluge Valve Easy Trim Chart | 2001-08-29 | .pdf | Trim | Deluge & Preaction Trim | 10692, 10859
226-2a-2c | 081199 | 2” Model E Deluge Valve Easy Trim Chart | 2000-01-03 | .pdf | Trim | Deluge & Preaction Trim | 10693, 10860
226-2a-2c | 081199 | 2” Model E Deluge Valve Easy Trim Chart | 2000-05-10 | .pdf | Trim | Deluge & Preaction Trim | 10693, 10860
226-2a-2c | 081199 | 2” Model E Deluge Valve Easy Trim Chart | 2000-06-12 | .pdf | Trim | Deluge & Preaction Trim | 10693, 10860
226-2a-2c | 081199 | 2” Model E Deluge Valve Easy Trim Chart | 2001-08-29 | .pdf | Trim | Deluge & Preaction Trim | 10693, 10860
226-3a-3c | 081299 | 3”, 4”, & 6” Model E Deluge Valve Easy Trim Chart | 2000-01-03 | .pdf | Trim | Deluge & Preaction Trim | 10861, 10862, 10863
226-3a-3c | 081299 | 3”, 4”, & 6” Model E Deluge Valve Easy Trim Chart | 2000-05-10 | .pdf | Trim | Deluge & Preaction Trim | 10861, 10862, 10863
226-3a-3c | 081299 | 3”, 4”, & 6” Model E Deluge Valve Easy Trim Chart | 2000-06-12 | .pdf | Trim | Deluge & Preaction Trim | 10694, 10695, 10696, 10861, 10862, 10863
226-3a-3c | 081299 | 3”, 4”, & 6” Model E Deluge Valve Easy Trim Chart | 2001-03-19 | .pdf | Trim | Deluge & Preaction Trim | 10694, 10695, 10696, 10861, 10862, 10863
226-3a-3c | 081299 | 3”, 4”, & 6” Model E Deluge Valve Easy Trim Chart | 2001-08-29 | .pdf | Trim | Deluge & Preaction Trim | 10694, 10695, 10696, 10861, 10862, 10863
226-4a-4c | 081499 | 1-1/2” Model E Deluge Valve Easy Trim (Stainless Steel) | 2000-01-03 | .pdf | Trim | Deluge & Preaction Trim | 10638
226-4a-4c | 081499 | 1-1/2” Model E Deluge Valve Easy Trim (Stainless Steel) | 2000-05-10 | .pdf | Trim | Deluge & Preaction Trim | 10638
226-5a-5c | 081599 | 2” Model E Deluge Valve Easy Trim (Stainless Steel) | 2000-01-03 | .pdf | Trim | Deluge & Preaction Trim | 10639
226-5a-5c | 081599 | 2” Model E Deluge Valve Easy Trim (Stainless Steel) | 2000-05-10 | .pdf | Trim | Deluge & Preaction Trim | 10639
226-6a-6c | 070999 | 3”, 4”, & 6” Model E Deluge Valve Easy Trim Chart (Stainless Steel) | 2000-01-03 | .pdf | Trim | Deluge & Preaction Trim | 10640, 10641, 10642
226-6a-6c | 070999 | 3”, 4”, & 6” Model E Deluge Valve Easy Trim Chart (Stainless Steel) | 2000-05-10 | .pdf | Trim | Deluge & Preaction Trim | 10640, 10641, 10642
226-6a-6c | 070999 | 3”, 4”, & 6” Model E Deluge Valve Easy Trim Chart (Stainless Steel) | 2001-08-29 | .pdf | Trim | Deluge & Preaction Trim | 10640, 10641, 10642
226a-b | 011994 | 2” Model E Deluge Valve Conventional Trim Chart | 2003-04-18 | .pdf | Trim | Deluge & Preaction Trim
226a-c | 011994 | 2” Model E Deluge Valve Conventional Trim Chart | 2007-12-01 | .pdf | Trim | Deluge & Preaction Trim
226a-d | 011994 | 2” Model E Deluge Valve Conventional Trim Chart | 2008-08-01 | .pdf | Trim | Deluge & Preaction Trim
227a-d | 012194 | 3”, 4”, & 6” Model E Deluge Valve Conventional Trim | 2003-04-18 | .pdf | Trim | Deluge & Preaction Trim
227a-c | 012194 | 3”, 4”, & 6” Model E Deluge Valve Conventional Trim | 2007-12-01 | .pdf | Trim | Deluge & Preaction Trim
227a-g | 012194 | 3”, 4”, & 6” Model E Deluge Valve Conventional Trim | 2008-08-01 | .pdf | Trim | Deluge & Preaction Trim | 10204, 10205, 10206, 10242, 10243, 10244, 10252, 10253, 10254
227e-g | 052408 | 3”, 4”, & 6” Model E Deluge Valve Conventional Trim (Stainless Steel) | 2008-08-01 | .pdf | Trim | Deluge & Preaction Trim | 14646, 14647, 14648
228a-c | 012404 | 1-1/2" & 2" Model F Deluge Valve Horizontal Easy Trim | 2004-06-11 | .pdf | Trim | Deluge & Preaction Trim
228a-c | 052800 | 8” Model F-1 Deluge Valve Horizontal Easy Trim | 2000-09-11 | .pdf | Trim | Deluge & Preaction Trim | 11074, 11160
228a-c | 052800 | 8” Model F-1 Deluge Valve Horizontal Easy Trim | 2001-05-01 | .pdf | Trim | Deluge & Preaction Trim | 11074, 11160
228a-c | 052800 | 8” Model F-1 Deluge Valve Horizontal Easy Trim | 2001-08-29 | .pdf | Trim | Deluge & Preaction Trim | 11074, 11160
228c-d | 012504 | 1-1/2" & 2" Model F Deluge Valve Vertical Easy Trim | 2004-06-11 | .pdf | Trim | Deluge & Preaction Trim
228f-h | 052900 | 8” Model F-1 Deluge Valve Vertical Easy Trim | 2000-09-11 | .pdf | Trim | Deluge & Preaction Trim | 11076, 11161
228f-h | 052900 | 8” Model F-1 Deluge Valve Vertical Easy Trim | 2001-08-29 | .pdf | Trim | Deluge & Preaction Trim | 11076, 11161
228i-k | 032905 | 1-1/2" & 2" Model F-1 Deluge Vertical Stainless Trim | 2005-06-10 | .pdf | Trim | Deluge & Preaction Trim
228k-m | 053000 | 8” F-1 Deluge Valve Vertical Conventional Trim | 2000-09-11 | .pdf | Trim | Deluge & Preaction Trim | 11077, 11165
228k-m | 053000 | 8” Model F-1 Deluge Valve Vertical Conventional Trim | 2001-08-29 | .pdf | Trim | Deluge & Preaction Trim | 11077, 11165
228m-o | 033005 | 1-1/2" & 2" Model F-1 Deluge Horizontal Stainless Trim | 2005-06-10 | .pdf | Trim | Deluge & Preaction Trim
228p-r | 053100 | 8” Model F-1 Deluge Valve Horizontal Conventional Trim | 2000-09-11 | .pdf | Trim | Deluge & Preaction Trim | 11072, 11164
228p-r | 053100 | 8” Model F-1 Deluge Valve Horizontal Conventional Trim | 2001-05-01 | .pdf | Trim | Deluge & Preaction Trim | 11072, 11164
228p-r | 053100 | 8” Model F-1 Deluge Valve Horizontal Conventional Trim | 2001-08-29 | .pdf | Trim | Deluge & Preaction Trim | 11072, 11164
228t-v | 060200 | 8” Model F-1 Deluge Valve Vertical Stainless Steel Trim | 2000-09-11 | .pdf | Trim | Deluge & Preaction Trim | 11111
228x-z | 060300 | 8” Model F-1 Deluge Valve Horizontal Stainless Steel Trim | 2000-09-11 | .pdf | Trim | Deluge & Preaction Trim | 11112
231a-c | 121503 | 3" Model F Deluge Vertical Easy Trim | 2004-02-01 | .pdf | trim | Deluge & Preaction Trim
231e-g | 121603 | 3" Model F Deluge Horizontal Easy Trim | 2004-02-01 | .pdf | trim | Deluge & Preaction Trim
231i-k | 033105 | 2-1/2" & 3" Model F-1 Deluge Vertical Stainless Trim | 2005-06-10 | .pdf | Trim | Deluge & Preaction Trim
231m-o | 040105 | 2-1/2" & 3" Model F-1 Deluge Horizontal Stainless Trim | 2005-06-10 | .pdf | Trim | Deluge & Preaction Trim
232a-c | 050802 | 4” Model F-1 Deluge Valve Horizontal Easy Trim Chart | 2003-04-18 | .pdf | Trim | Deluge & Preaction Trim
232e-g | 051002 | 4” Model F-1 Deluge Valve Vertical Easy Trim Chart | 2003-04-18 | .pdf | Trim | Deluge & Preaction Trim
232i-k | 040205 | 4” Model F-1 Deluge Valve Horizontal Easy Trim Chart | 2005-06-10 | .pdf | Trim | Deluge & Preaction Trim
232m-o | 040305 | 4” Model F-1 Deluge Valve Vertical Stainless Easy Trim Chart | 2005-06-10 | .pdf | Trim | Deluge & Preaction Trim
233a-c | 050902 | 6” Model F-1 Deluge Valve Horizontal Easy Trim Chart | 2003-04-18 | .pdf | Trim | Deluge & Preaction Trim
233e-g | 051102 | 6” Model F-1 Deluge Valve Vertical Easy Trim Chart | 2003-04-18 | .pdf | Trim | Deluge & Preaction Trim
233i-k | 040405 | 6” Model F-1 Deluge Valve Horizontal Stainless Easy Trim Chart | 2005-06-10 | .pdf | Trim | Deluge & Preaction Trim
233m-o | 040505 | 6” Model F-1 Deluge Valve Vertical Stainless Easy Trim Chart | 2005-06-10 | .pdf | Trim | Deluge & Preaction Trim
234a-c | 052800 | 8” Model F-1 Deluge Valve Horizontal Easy Trim | 2003-04-18 | .pdf | Trim | Deluge & Preaction Trim
234e-h | 052900 | 8” Model F-1 Deluge Valve Vertical Easy Trim | 2003-04-18 | .pdf | Trim | Deluge & Preaction Trim
234i-k | 060300 | 8” Model F-1 Deluge Valve Horizontal Stainless Steel Trim | 2003-04-18 | .pdf | Trim | Deluge & Preaction Trim
234m-p | 060200 | 8” Model F-1 Deluge Valve Vertical Stainless Steel Trim | 2003-04-18 | .pdf | Trim | Deluge & Preaction Trim
235a-c | 012604 | 1-1/2" & 2" Model F-1 Deluge Valve Horizontal Conventional Trim | 2004-06-11 | .pdf | Trim | Deluge & Preaction Trim
235a-c | 012604 | 1-1/2" & 2" Model F-1 Deluge Valve Horizontal Conventional Trim | 2007-12-01 | .pdf | Trim | Deluge & Preaction Trim
235e-g | 012704 | 1-1/2" & 2" Model F-1 Deluge Valve Vertical Conventional Trim | 2004-06-11 | .pdf | Trim | Deluge & Preaction Trim
235e-g | 012704 | 1-1/2" & 2" Model F-1 Deluge Valve Vertical Conventional Trim | 2007-12-01 | .pdf | Trim | Deluge & Preaction Trim
235i-k | 052508 | 1-1/2" & 2" Model F-1 Deluge Valve Vertical Conventional Trim (Stainless Steel) | 2008-08-01 | .pdf | Trim | Deluge & Preaction Trim | 14649
239a-c | 121703 | 3” Model F-1 Deluge Valve Vertical Conventional Trim Chart | 2004-02-01 | .pdf | Trim | Deluge & Preaction Trim
239a-c | 121703 | 3" Model F Deluge Vertical Easy Trim | 2005-03-29 | .pdf | trim | Deluge & Preaction Trim
239a-c | 121703 | 2-1/2" & 3" Model F Deluge Vertical Conventional Trim | 2007-12-01 | .pdf | trim | Deluge & Preaction Trim
239e-g | 121603 | 3" Model F Deluge Horizontal Easy Trim | 2005-03-29 | .pdf | trim | Deluge & Preaction Trim
239e-g | 121803 | 3” Model F-1 Deluge Valve Horizontal Conventional Trim Chart | 2004-02-01 | .pdf | Trim | Deluge & Preaction Trim
239e-g | 121803 | 2-1/2" & 3” Model F-1 Deluge Valve Horizontal Conventional Trim Chart | 2007-12-01 | .pdf | Trim | Deluge & Preaction Trim
239i-k | 052608 | 2-1/2" & 3” Model F-1 Deluge Valve Vertical Conventional Trim (Stainless Steel) | 2008-08-01 | .pdf | Trim | Deluge & Preaction Trim | 14651
240a-c | 051202 | 4” Model F-1 Deluge Valve Horizontal Conventional Trim Chart | 2003-04-18 | .pdf | Trim | Deluge & Preaction Trim
240a-c | 051202 | 4” Model F-1 Deluge Valve Horizontal Conventional Trim Chart | 2007-12-01 | .pdf | Trim | Deluge & Preaction Trim
240e-g | 051402 | 4” Model F-1 Deluge Valve Vertical Conventional Trim Chart | 2003-04-18 | .pdf | Trim | Deluge & Preaction Trim
240e-g | 051402 | 4” Model F-1 Deluge Valve Vertical Conventional Trim Chart | 2007-12-01 | .pdf | Trim | Deluge & Preaction Trim
240e-g | 051402 | 4” Model F-1 Deluge Valve Vertical Conventional Trim Chart | 2011-04-15 | .pdf | Trim | Deluge & Preaction Trim
240i-k | 052708 | 4” Model F-1 Deluge Valve Vertical Conventional Trim (Stainless Steel) | 2008-08-01 | .pdf | Trim | Deluge & Preaction Trim | 14654
241a-c | 051302 | 6” Model F-1 Deluge Valve Horizontal Conventional Trim Chart | 2003-04-18 | .pdf | Trim | Deluge & Preaction Trim
241a-c | 051302 | 6” Model F-1 Deluge Valve Horizontal Conventional Trim Chart | 2007-12-01 | .pdf | Trim | Deluge & Preaction Trim
241e-g | 051502 | 6” Model F-1 Deluge Valve Vertical Conventional Trim Chart | 2003-04-18 | .pdf | Trim | Deluge & Preaction Trim
241e-g | 051502 | 6” Model F-1 Deluge Valve Vertical Conventional Trim Chart | 2007-12-01 | .pdf | Trim | Deluge & Preaction Trim
241e-h | 051502 | 6” Model F-1 Deluge Valve Vertical Conventional Trim Chart | 2009-05-08 | .pdf | Trim | Deluge & Preaction Trim
241i-k | 052808 | 6” Model F-1 Deluge Valve Vertical Conventional Trim (Stainless Steel) | 2008-08-01 | .pdf | Trim | Deluge & Preaction Trim | 14656
242a-c | 053100 | 8” Model F-1 Deluge Valve Horizontal Conventional Trim | 2003-04-18 | .pdf | Trim | Deluge & Preaction Trim
242a-c | 053100 | 8” Model F-1 Deluge Valve Horizontal Conventional Trim | 2007-12-01 | .pdf | Trim | Deluge & Preaction Trim
242e-g | 053000 | 8” Model F-1 Deluge Valve Vertical Conventional Trim | 2003-04-18 | .pdf | Trim | Deluge & Preaction Trim
242e-g | 053000 | 8” Model F-1 Deluge Valve Vertical Conventional Trim | 2007-12-01 | .pdf | Trim | Deluge & Preaction Trim
242e-g | 053000 | 8” Model F-1 Deluge Valve Vertical Conventional Trim | 2009-05-08 | .pdf | Trim | Deluge & Preaction Trim
242e-g | 053000 | 8” Model F-1 Deluge Valve Vertical Conventional Trim | 2010-10-15 | .pdf | Trim | Deluge & Preaction Trim
242i-k | 052908 | 8” Model F-1 Deluge Valve Vertical Conventional Trim (Stainless Steel) | 2008-08-01 | .pdf | Trim | Deluge & Preaction Trim | 14657
262a-c | 050802 | 4” Model F-1 Deluge Valve Horizontal Easy Trim Chart | 2002-05-20 | .pdf | Trim | Deluge & Preaction Trim | 11710-1, 11710-2
262a-c | 050802 | 4” Model F-1 Deluge Valve Horizontal Easy Trim Chart | 2002-10-31 | .pdf | Trim | Deluge & Preaction Trim | 11937-1, 11937-2
260-263 | 1166 | 1-1/2” Model E-1 Deluge Valve and Trim Chart | 1985-01-01 | .pdf | Valve | Deluge & Preaction Valves | 04600-C
263a-d | 050902 | 6” Model F-1 Deluge Valve Horizontal Easy Trim Chart | 2002-05-20 | .pdf | Trim | Deluge & Preaction Trim | 11717-1, 11717-2
263a-d | 050902 | 6” Model F-1 Deluge Valve Horizontal Easy Trim Chart | 2002-10-31 | .pdf | Trim | Deluge & Preaction Trim | 11940-1, 11940-2
264a-c | 051002 | 4” Model F-1 Deluge Valve Vertical Easy Trim Chart | 2002-05-20 | .pdf | Trim | Deluge & Preaction Trim | 11710-1, 11710-2
265a | 081699 | Electric Release Module Trim Chart Easy Trim | 2003-04-01 | .pdf | Trim | Deluge & Preaction Trim
265a | 081699 | Electric Release Module Trim Chart | 2004-01-09 | .pdf | Trim | Deluge & Preaction Trim
265a | 081699 | Electric Release Module Trim Chart | 2007-05-07 | .pdf | Trim | Deluge & Preaction Trim
265a | 081699 | Electric Release Module Trim Chart | 2008-06-27 | .pdf | Trim | Deluge & Preaction Trim
265a | 081699 | Electric Release Module Trim Chart | 2009-07-31 | .pdf | Trim | Deluge & Preaction Trim
265a-c | 051102 | 6” Model F-1 Deluge Valve Vertical Easy Trim Chart | 2002-05-20 | .pdf | Trim | Deluge & Preaction Trim | 11717-1, 11717-2
265b | 081699 | Pneumatic Release Module Easy Trim Chart | 2003-04-01 | .pdf | Trim | Deluge & Preaction Trim
265b | 081699 | Pneumatic Release Module Easy Trim Chart | 2004-01-09 | .pdf | Trim | Deluge & Preaction Trim
265b | 081699 | Pneumatic Release Module Easy Trim Chart | 2007-05-07 | .pdf | Trim | Deluge & Preaction Trim
265b | 081699 | Pneumatic Release Module Easy Trim Chart | 2008-06-27 | .pdf | Trim | Deluge & Preaction Trim
266a-b | 081799 | Release Module Trim Chart for DI Preaction | 2003-04-18 | .pdf | Trim | Deluge & Preaction Trim
266a-b | 081799 | Pneumatic Release Module Easy Trim Chart | 2007-05-07 | .pdf | Trim | Deluge & Preaction Trim
266a | 081799 | Electric/Pneumatic Release Straight Through Valve | 2004-01-09 | .pdf | Trim | Deluge & Preaction Trim
266a | 081799 | Electric/Pneumatic Release Straight Through Valve | 2008-06-27 | .pdf | Trim | Deluge & Preaction Trim
266b | 081799 | Pneumatic/Pneumatic Release Straight Through Valve | 2004-01-09 | .pdf | Trim | Deluge & Preaction Trim
266b | 081799 | Pneumatic/Pneumatic Release Straight Through Valve | 2008-06-27 | .pdf | Trim | Deluge & Preaction Trim
266a-c | 051202 | 4” Model F-1 Deluge Valve Horizontal Conventional Trim Chart | 2002-10-31 | .pdf | Trim | Deluge & Preaction Trim | 11938-1, 11938-2
266a-d | 051202 | 4” Model F-1 Deluge Valve Horizontal Conventional Trim Chart | 2002-05-20 | .pdf | Trim | Deluge & Preaction Trim | 11712-1, 11712-2
267a-b | 110894 | Electric & Pneumatic Release Module Trim Chart Conventional | 2003-04-18 | .pdf | Trim | Deluge & Preaction Trim
267a-c | 051302 | 6” Model F-1 Deluge Valve Horizontal Conventional Trim Chart | 2002-10-31 | .pdf | Trim | Deluge & Preaction Trim | 11939-1, 11939-2
267a-d | 051302 | 6” Model F-1 Deluge Valve Horizontal Conventional Trim Chart | 2002-05-20 | .pdf | Trim | Deluge & Preaction Trim | 11714-1, 11714-2
268a-d | 051402 | 4” Model F-1 Deluge Valve Vertical Conventional Trim Chart | 2002-05-20 | .pdf | Trim | Deluge & Preaction Trim | 11712-1, 11712-2
269a-d | 051502 | 6” Model F-1 Deluge Valve Vertical Conventional Trim Chart | 2002-05-20 | .pdf | Trim | Deluge & Preaction Trim | 11714-1, 11714-2
DELUGE & PREACTION VALVES
220 | TB 4029 | Technical Bulletin 6" Model D-5 Deluge Valve | 1973-03-01 | .pdf | Bulletin | Deluge & Preaction Valves
221 | - | Model D-4 Deluge Valve | 1972-04-01 | .pdf | Valve | Deluge & Preaction Valves
- | TB 4056 | Technical Bulletin Deluge & Firecycle Valves | 1980-07-01 | .pdf | Bulletin | Deluge & Preaction Valves
209a-f | 031797 | 1-1/2" Model E-3 Deluge Valve | 2003-04-18 | .pdf | Valve | Deluge & Preaction Valves
209a-f | 031797 | 1-1/2" Model E-3 Deluge Valve | 2006-01-13 | .pdf | Valve | Deluge & Preaction Valves
209a-f | 031797 | 1-1/2" Model E-3 Deluge Valve | 2006-08-10 | .pdf | Valve | Deluge & Preaction Valves
209a-f | 031797 | 1-1/2" Model E-3 Deluge Valve | 2007-07-01 | .pdf | Valve | Deluge & Preaction Valves
209a-f | 031797 | 1-1/2" Model E-3 Deluge Valve | 2007-11-30 | .pdf | Valve | Deluge & Preaction Valves
209a-f | 031797 | 1-1/2" Model E-3 Deluge Valve | 2009-12-04 | .pdf | Valve | Deluge & Preaction Valves | 09889, 10692, 10859, 10638
209a-i | 031797 | 1-1/2" Model E-3 Deluge Valve | 2010-07-30 | .pdf | Valve | Deluge & Preaction Valves | 09889, 10692, 10859, 10638
210a-f | 052996 | 2" Model E-1 Deluge Valve | 2003-04-18 | .pdf | Valve | Deluge & Preaction Valves
210a-f | 052996 | 2" Model E-1 Deluge Valve | 2006-01-13 | .pdf | Valve | Deluge & Preaction Valves
210a-g | 052996 | 2" Model E-1 Deluge Valve | 2007-01-19 | .pdf | Valve | Deluge & Preaction Valves
210a-g | 052996 | 2" Model E-1 Deluge Valve | 2007-07-01 | .pdf | Valve | Deluge & Preaction Valves
210a-h | 052996 | 2" Model E-1 Deluge Valve | 2007-11-30 | .pdf | Valve | Deluge & Preaction Valves
210a-h | 052996 | 2" Model E-1 Deluge Valve | 2009-12-04 | .pdf | Valve | Deluge & Preaction Valves | 05852C
210a-h | 052996 | 2" Model E-1 Deluge Valve | 2010-07-30 | .pdf | Valve | Deluge & Preaction Valves | 05852C
211a-h | 053096 | 3", 4" & 6" Model E-1 Deluge Valve | 2003-04-18 | .pdf | Valve | Deluge & Preaction Valves
211a-h | 053096 | 3", 4" & 6" Model E-1 Deluge Valve | 2006-01-13 | .pdf | Valve | Deluge & Preaction Valves
211a-i | 053096 | 3", 4" & 6" Model E-1 Deluge Valve | 2006-08-10 | .pdf | Valve | Deluge & Preaction Valves
211a-h | 053096 | 3", 4" & 6" Model E-1 Deluge Valve | 2006-11-02 | .pdf | Valve | Deluge & Preaction Valves
211a-h | 053096 | 3", 4" & 6" Model E-1 Deluge Valve | 2007-07-01 | .pdf | Valve | Deluge & Preaction Valves
211a-h | 053096 | 3", 4" & 6" Model E-1 Deluge Valve | 2007-11-30 | .pdf | Valve | Deluge & Preaction Valves
211a-h | 053096 | 3", 4" & 6" Model E-1 Deluge Valve | 2009-12-04 | .pdf | Valve | Deluge & Preaction Valves | 05456C, 05912C, 05906C, 05909C, 05835C, 05839C, 05456C, 07136, 08626, 08629, 08631, 09539, 09540
211a-h | 053096 | 3", 4" & 6" Model E-1 Deluge Valve | 2010-07-30 | .pdf | Valve | Deluge & Preaction Valves | 05456C, 05912C, 05906C, 05909C, 05835C, 05839C, 05456C, 07136, 08626, 08629, 08631, 09539, 09540
212a-g | 080499 | 1-1/2" Halar Coated E-4 Deluge Valve | 2003-04-18 | .pdf | Valve | Deluge & Preaction Valves
212a-g | 080499 | 1-1/2" Halar Coated E-4 Deluge Valve | 2006-01-17 | .pdf | Valve | Deluge & Preaction Valves
212a-g | 080499 | 1-1/2" Halar Coated E-4 Deluge Valve | 2006-08-17 | .pdf | Valve | Deluge & Preaction Valves
212a-g | 080499 | 1-1/2" Halar Coated E-4 Deluge Valve | 2007-07-01 | .pdf | Valve | Deluge & Preaction Valves
212a-h | 080499 | 1-1/2" Halar Coated E-4 Deluge Valve | 2007-11-30 | .pdf | Valve | Deluge & Preaction Valves
212a-j | 080499 | 1-1/2" Halar Coated E-4 Deluge Valve | 2009-12-04 | .pdf | Valve | Deluge & Preaction Valves | 09890Q/B, 10692, 10859, 10638
212a-j | 080499 | 1-1/2" Halar Coated E-4 Deluge Valve | 2010-07-30 | .pdf | Valve | Deluge & Preaction Valves | 09890Q/B, 10692, 10859, 10638
213a-h | 070292 | 2”-6” Halar Coated E-2 Deluge Valve | 2003-04-18 | .pdf | Valve | Deluge & Preaction Valves
213a-h | 070292 | 2”-6” Halar Coated E-2 Deluge Valve | 2006-01-13 | .pdf | Valve | Deluge & Preaction Valves
213a-h | 070292 | 2”-6” Halar Coated E-2 Deluge Valve | 2007-02-09 | .pdf | Valve | Deluge & Preaction Valves
213a-h | 070292 | 2”-6” Halar Coated E-2 Deluge Valve | 2007-07-01 | .pdf | Valve | Deluge & Preaction Valves
213a-h | 070292 | 2”-6” Halar Coated E-2 Deluge Valve | 2007-11-30 | .pdf | Valve | Deluge & Preaction Valves | 08361Q/B, 08362Q/B, 08363Q/B, 08364Q/B, 11064Q/B, 11065Q/B, 11001Q/B
213a-k | 070292 | 2”-6” Halar Coated E-2 Deluge Valve | 2009-12-04 | .pdf | Valve | Deluge & Preaction Valves | 08361Q/B, 08362Q/B, 08363Q/B, 08364Q/B, 11064Q/B, 11065Q/B, 11001Q/B
213a-l | 070292 | 2”-6” Halar Coated E-2 Deluge Valve | 2010-07-30 | .pdf | Valve | Deluge & Preaction Valves | 08361Q/B, 08362Q/B, 08363Q/B, 08364Q/B, 11064Q/B, 11065Q/B, 11001Q/B
214a-g | 040104 | 1-1/2" & 2" Model F-1 Deluge Valve | 2004-04-01 | .pdf | Valve | Deluge & Preaction Valves
214a-f | 040104 | 1-1/2" & 2" Model F-1 Deluge Valve | 2006-01-16 | .pdf | Valve | Deluge & Preaction Valves
214a-i | 040104 | 1-1/2" & 2" Model F-1 Deluge Valve | 2007-02-09 | .pdf | Valve | Deluge & Preaction Valves
214a-f | 040104 | 1-1/2" & 2" Model F-1 Deluge Valve | 2007-07-01 | .pdf | Valve | Deluge & Preaction Valves
214a-f | 040104 | 1-1/2" & 2" Model F-1 Deluge Valve | 2007-11-30 | .pdf | Valve | Deluge & Preaction Valves
214a-h | 040104 | 1-1/2" & 2" Model F-1 Straight Through Deluge Valve | 2008-08-01 | .pdf | Valve | Deluge & Preaction Valves | 12125, 12126, 12682, 12057, 12059, 12686
214a-h | 040104 | 1-1/2" & 2" Model F-1 Straight Through Deluge Valve | 2009-02-27 | .pdf | Valve | Deluge & Preaction Valves | 12125, 12126, 12682, 12057, 12059, 12686
214a-h | 040104 | 1-1/2" & 2" Model F-1 Straight Through Deluge Valve | 2009-12-04 | .pdf | Valve | Deluge & Preaction Valves | 12125, 12126, 12682, 12057, 12059, 12686
215a-f | 040204 | 1-1/2" & 2" Model F-2 Halar Deluge Valve | 2004-04-02 | .pdf | Valve | Deluge & Preaction Valves
215a-f | 040204 | 1-1/2" & 2" Model F-2 Halar Deluge Valve | 2006-05-25 | .pdf | Valve | Deluge & Preaction Valves
215a-j | 040204 | 1-1/2" & 2" Model F-2 Halar Deluge Valve | 2007-02-09 | .pdf | Valve | Deluge & Preaction Valves
215a-j | 040204 | 1-1/2" & 2" Model F-2 Halar Deluge Valve | 2007-07-05 | .pdf | Valve | Deluge & Preaction Valves
215a-j | 040204 | 1-1/2" & 2" Model F-2 Halar Deluge Valve | 2007-08-01 | .pdf | Valve | Deluge & Preaction Valves
215a-j | 040204 | 1-1/2" & 2" Model F-2 Halar Deluge Valve | 2007-11-30 | .pdf | Valve | Deluge & Preaction Valves
215a-j | 040204 | 1-1/2" & 2" Model F-2 Halar Coated Straight Through Deluge Valve | 2008-08-01 | .pdf | Valve | Deluge & Preaction Valves | 12127Q/B, 12058Q/B
215a-j | 040204 | 1-1/2" & 2" Model F-2 Halar Coated Straight Through Deluge Valve | 2009-02-27 | .pdf | Valve | Deluge & Preaction Valves | 12127Q/B, 12058Q/B
215a-j | 040204 | 1-1/2" & 2" Model F-2 Halar Coated Straight Through Deluge Valve | 2009-12-04 | .pdf | Valve | Deluge & Preaction Valves | 12127Q/B, 12058Q/B
218a-d | 020489 | Model E-1 Deluge Valve | 1989-11-09 | .pdf | Valve | Deluge & Preaction Valves | 04600-C
218a-d | - | 1-1/2" Model E-1 Deluge Valve | 1986-10-01 | .pdf | Valve | Deluge & Preaction Valves | 04600-C
218a-f | 052896 | 1-1/2” Model E-1 Deluge Valve | 1996-06-10 | .pdf | Valve | Deluge & Preaction Valves | 04600C
218a-g | 110802 | 3”-8” Model F-1 Deluge Valve | 2006-01-17 | .pdf | Valve | Deluge & Preaction Valves
218a-h | 110802 | 4”, 6” & 8” Model F-1 Deluge Valve | 2003-04-18 | .pdf | Valve | Deluge & Preaction Valves | 11513, 11953, 11952, 11965, 11958, 11524, 11910, 11955, 11956, 11954, 11964, 11018, 11991, 11995, 11999
218a-h | 110802 | 3”-8” Model F-1 Deluge Valve | 2003-12-11 | .pdf | Valve | Deluge & Preaction Valves | 12022, 12014, 12018, 1226, 12030, 11513, 11953, 11952, 11965, 11958, 11524, 11910, 11955, 11956, 11954, 11964, 11018, 11991, 11995, 11999
218a-h | 110802 | 3”-8” Model F-1 Deluge Valve | 2004-05-19 | .pdf | Valve | Deluge & Preaction Valves
218a-h | 110802 | 3”-8” Model F-1 Deluge Valve | 2005-02-18 | .pdf | Valve | Deluge & Preaction Valves
218a-i | 110802 | 3”-8” Model F-1 Deluge Valve | 2006-08-17 | .pdf | Valve | Deluge & Preaction Valves
218a-j | 110802 | 3”-8” Model F-1 Deluge Valve | 2006-11-02 | .pdf | Valve | Deluge & Preaction Valves
218a-j | 110802 | 2-1/2”-8” Model F-1 Deluge Valve | 2007-07-01 | .pdf | Valve | Deluge & Preaction Valves
218a-j | 110802 | 2-1/2”-8” Model F-1 Deluge Valve | 2007-11-30 | .pdf | Valve | Deluge & Preaction Valves
218a-j | 110802 | 2-1/2”-8” Model F-1 Straight Through Deluge Valve | 2008-08-01 | .pdf | Valve | Deluge & Preaction Valves | 11018, 11513, 11524, 11910, 11952, 11953, 11954, 11955, 11956, 11958, 11964, 11965, 11991, 11995, 11999, 12014, 12018, 12022, 12026, 12030, 12401, 12403, 12640, 12729
218a-j | 110802 | 2-1/2”-8” Model F-1 Straight Through Deluge Valve | 2009-02-27 | .pdf | Valve | Deluge & Preaction Valves | 11018, 11513, 11524, 11910, 11952, 11953, 11954, 11955, 11956, 11958, 11964, 11965, 11991, 11995, 11999, 12014, 12018, 12022, 12026, 12030, 12401, 12403, 12640, 12729
218a-j | 110802 | 2-1/2”-8” Model F-1 Straight Through Deluge Valve | 2009-10-02 | .pdf | Valve | Deluge & Preaction Valves | 11018, 11513, 11524, 11910, 11952, 11953, 11954, 11955, 11956, 11958, 11964, 11965, 11991, 11995, 11999, 12014, 12018, 12022, 12026, 12030, 12401, 12403, 12640, 12729
218a-j | 110802 | 2-1/2”-8” Model F-1 Straight Through Deluge Valve | 2011-04-15 | .pdf | Valve | Deluge & Preaction Valves | 11018, 11513, 11524, 11910, 11952, 11953, 11954, 11955, 11956, 11958, 11964, 11965, 11991, 11995, 11999, 12014, 12018, 12022, 12026, 12030, 12401, 12403, 12640, 12729
218g-l | 031797 | 1-1/2” Model E-3 Deluge Valve | 1998-02-20 | .pdf | Valve | Deluge & Preaction Valves
218g-l | 031797 | 1-1/2” Model E-3 Deluge Valve | 1998-03-24 | .pdf | Valve | Deluge & Preaction Valves | 9889
218g-l | 031797 | 1-1/2” Model E-3 Deluge Valve | 1998-08-20 | .pdf | Valve | Deluge & Preaction Valves | 9889
218g-l | 031797 | 1-1/2” Model E-3 Deluge Valve | 1999-01-28 | .pdf | Valve | Deluge & Preaction Valves | 9889
218g-l | 031797 | 1-1/2” Model E-3 Deluge Valve | 2000-04-24 | .pdf | Valve | Deluge & Preaction Valves | 9889
218g-l | 031797 | 1-1/2” Model E-3 Deluge Valve | 2003-04-18 | .pdf | Valve | Deluge & Preaction Valves
219-222 | - | Models D-4 & D-5 Deluge Valves | 1974-09-01 | .pdf | Valve | Deluge & Preaction Valves | 01906, 02489, 02374, 02313
219-222 | - | Model D-4 & D-5 Deluge Valves | 1977-03-01 | .pdf | Valve | Deluge & Preaction Valves | 01906, 02489, 02374, 02313
219-222 | - | Model D-5 Deluge Valve | 1979-08-01 | .pdf | Valve | Deluge & Preaction Valves | 04341C, 02489C, 02374C, 02313C
219-222 | - | Model E-1 Deluge Valve | 1984-03-01 | .pdf | Valve | Deluge & Preaction Valves | 05852C, 05912C, 05835C, 05909C, 05839C, 05906C, 05456C
219-222 | 022889 | Model E-1 Deluge Valve | 1989-02-28 | .pdf | Valve | Deluge & Preaction Valves
219a-f | 052996 | 2" Model E-1 Deluge Valve | 1996-06-10 | .pdf | Valve | Deluge & Preaction Valves | 05852C
219a-f | 052996 | 2" Model E-1 Deluge Valve | 1998-03-24 | .pdf | Valve | Deluge & Preaction Valves | 05852C
219a-f | 052996 | 2" Model E-1 Deluge Valve | 1998-08-20 | .pdf | Valve | Deluge & Preaction Valves | 05852C
219a-f | 052996 | 2" Model E-1 Deluge Valve | 2000-04-24 | .pdf | Valve | Deluge & Preaction Valves | 05852C
219a-f | 052996 | 2" Model E-1 Deluge Valve | 2002-02-11 | .pdf | Valve | Deluge & Preaction Valves | 05852C
219a-h | 110902 | 4", 6" & 8" Model F-2 Coated Deluge Valve | 2003-04-01 | .pdf | Valve | Deluge & Preaction Valves
219a-h | 110902 | 4", 6" & 8" Model F-2 Coated Deluge Valve | 2004-02-01 | .pdf | Valve | Deluge & Preaction Valves
219a-h | 110902 | 4", 6" & 8" Model F-2 Coated Deluge Valve | 2004-05-01 | .pdf | Valve | Deluge & Preaction Valves
219a-h | 110902 | 4", 6" & 8" Model F-2 Coated Deluge Valve | 2005-02-11 | .pdf | Valve | Deluge & Preaction Valves
219a-h | 110902 | 4", 6" & 8" Model F-2 Coated Deluge Valve | 2006-05-25 | .pdf | Valve | Deluge & Preaction Valves
219a-h | 110902 | 4", 6" & 8" Model F-2 Coated Deluge Valve | 2007-07-01 | .pdf | Valve | Deluge & Preaction Valves
219a-h | 110902 | 4", 6" & 8" Model F-2 Coated Deluge Valve | 2007-11-30 | .pdf | Valve | Deluge & Preaction Valves
219a-k | 110902 | 2-1/2", 3", 4", 6" & 8" Model F-2 Coated Deluge Valve | 2008-08-01 | .pdf | Valve | Deluge & Preaction Valves | 11514Q/B, 11960Q/B, 11959Q/B, 11966Q/B, 11525Q/B, 11911Q/B, 11962Q/B, 11963Q/B, 11961Q/B, 11118Q/B, 11992Q/B, 11996Q/B, 12000Q/B, 12404Q/B, 12402Q/B, 12730Q/B
219a-k | 110902 | 2-1/2", 3", 4", 6" & 8" Model F-2 Coated Deluge Valve | 2009-02-27 | .pdf | Valve | Deluge & Preaction Valves | 11514Q/B, 11960Q/B, 11959Q/B, 11966Q/B, 11525Q/B, 11911Q/B, 11962Q/B, 11963Q/B, 11961Q/B, 11118Q/B, 11992Q/B, 11996Q/B, 12000Q/B, 12404Q/B, 12402Q/B, 12730Q/B
219a-k | 110902 | 2-1/2", 3", 4", 6" & 8" Model F-2 Coated Deluge Valve | 2009-10-02 | .pdf | Valve | Deluge & Preaction Valves | 11514Q/B, 11960Q/B, 11959Q/B, 11966Q/B, 11525Q/B, 11911Q/B, 11962Q/B, 11963Q/B, 11961Q/B, 11118Q/B, 11992Q/B, 11996Q/B, 12000Q/B, 12404Q/B, 12402Q/B, 12730Q/B
220a-g | 053096 | 3”, 4” & 6” Model E-1 Deluge Valve | 1996-06-10 | .pdf | Valve | Deluge & Preaction Valves | 05835C, 05912C, 05839C, 05909C, 05456C, 05906C
220a-g | 053096 | 3”, 4” & 6” Model E-1 Deluge Valve | 1998-03-24 | .pdf | Valve | Deluge & Preaction Valves | 05835C, 05912C, 05839C, 05909C, 05456C, 05906C
220a-g | 053096 | 3”, 4” & 6” Model E-1 Deluge Valve | 1998-08-20 | .pdf | Valve | Deluge & Preaction Valves | 05835C, 05912C, 05839C, 05909C, 05456C, 05906C
220a-h | 053096 | 3”, 4” & 6” Model E-1 Deluge Valve | 2000-04-24 | .pdf | Valve | Deluge & Preaction Valves | 05835C, 05912C, 05839C, 05909C, 05456C, 05906C
220a-h | 053096 | 3”, 4” & 6” Model E-1 Deluge Valve | 2000-10-18 | .pdf | Valve | Deluge & Preaction Valves | 05835C, 05912C, 05839C, 05909C, 05456C, 05906C
220a-h | 053096 | 3”, 4” & 6” Model E-1 Deluge Valve | 2001-11-19 | .pdf | Valve | Deluge & Preaction Valves | 05835C, 05912C, 05839C, 05909C, 05456C, 05906C
220a-h | 053096 | 3”, 4” & 6” Model E-1 Deluge Valve | 2003-04-18 | .pdf | Valve | Deluge & Preaction Valves
220a-h | 053096 | 3”, 4” & 6” Model E-1 Deluge Valve | 2006-01-13 | .pdf | Valve | Deluge & Preaction Valves
220j-p | 021300 | 8” Model F-1 Deluge Valve | 2000-09-11 | .pdf | Valve | Deluge & Preaction Valves | 11018
221a-f | 080499 | 1-1/2” Halar Coated E-4 Deluge Valve | 2000-02-14 | .pdf | Valve | Deluge & Preaction Valves | 09890Q/B
221a-f | 080499 | 1-1/2” Halar Coated E-4 Deluge Valve | 2003-04-18 | .pdf | Valve | Deluge & Preaction Valves
221a-f | 080499 | 1-1/2” Halar Coated E-4 Deluge Valve | 2006-01-13 | .pdf | Valve | Deluge & Preaction Valves
222a | TB 4042 | Technical Bulletin - Flow Rates for Deluge Valves | 1974-10-01 | .pdf | Bulletin | Deluge & Preaction Valves
222a-f | 070292 | Model E-2 Kynar Coated Deluge Valve | 1993-06-25 | .pdf | Valve | Deluge & Preaction Valves
222a-f | 070292 | Halar Coated E-2 Deluge Valve | 1994-01-06 | .pdf | Valve | Deluge & Preaction Valves | 08361, 08362, 08363, 08364, 08862, 08863, 08864
222a-h | 070292 | 2”-6” Halar Coated E-2 Deluge Valve | 1999-10-18 | .pdf | Valve | Deluge & Preaction Valves | 08361Q/B, 08362Q/B, 08363Q/B, 08364Q/B, 08862Q/B, 08863Q/B, 08864Q/B
222a-h | 070292 | 2”-6” Halar Coated E-2 Deluge Valve | 2000-04-28 | .pdf | Valve | Deluge & Preaction Valves | 08361Q/B, 08362Q/B, 11064Q/B, 08363Q/B, 11065Q/B, 08364Q/B, 11001Q/B, 08862Q/B, 08863Q/B, 08864Q/B
222a-h | 070292 | 2”-6” Halar Coated E-2 Deluge Valve | 2001-03-19 | .pdf | Valve | Deluge & Preaction Valves | 08361Q/B, 08362Q/B, 11064Q/B, 08363Q/B, 11065Q/B, 08364Q/B, 11001Q/B, 08862Q/B, 08863Q/B, 08864Q/B
227j-p | 052700 | 8” Halar Coated Model F-2 Deluge Valve | 2000-09-11 | .pdf | Valve | Deluge & Preaction Valves | 11118Q/B
260-263 | 1166 | 1-1/2” Model E-1 Deluge Valve and Trim Chart | 1985-01-01 | .pdf | Valve | Deluge & Preaction Valves | 04600-C
F-13a | - | Model D-2 Control Valve | 1961-01-01 | .pdf | Valve | Deluge & Preaction Valves
F-13-F-18 | - | Model D Control Valve | 1957-01-01 | .pdf | Valve | Deluge & Preaction Valves
F-38-F40 | - | Valve Trip Times | 1957-01-01 | .pdf | Valve | Deluge & Preaction Valves
H-2 | - | Model D Control Valve | 1966-10-01 | .pdf | Valve | Deluge & Preaction Valves
H-3 | - | Model D-2 and D-3 Deluge Control Valve | 1967-04-01 | .pdf | Valve | Deluge & Preaction Valves
H-4 | - | Model D-2 and D-3 Deluge Control Valve | 1968-05-01 | .pdf | Valve | Deluge & Preaction Valves
O-18-O-20 | - | Tyden Model B Control Valve | 1957-01-01 | .pdf | Valve | Deluge & Preaction Valves
DRY SYSTEMS & TRIM CHARTS
| - | Model C Dry Valve Trim |  | .pdf | Valve | Dry Systems & Trim Charts
| 1001 | 3" Model C2 Dry Valve Trim |  | .pdf | Valve | Dry Systems & Trim Charts
| 1002 | Model C2 Dry Valve Trim |  | .pdf | Valve | Dry Systems & Trim Charts
|  | Model D Accelerator Piped to Model C Dry Valve |  | .pdf | Valve | Dry Systems & Trim Charts
| 4054 | 6" Model D-1 Dry Valve in 8" Riser with Model B-1 Accelerator | 1978-11-01 | .pdf | Valve | Dry Systems & Trim Charts
112 | - | 3" Model C-2 Air Check Valve | 1975-12-01 | .pdf | Valve | Dry Systems & Trim Charts | 2330
115 | - | 6” Model D-1 Dry Pipe Valve Trim Chart |  | .pdf | Trim | Dry Systems & Trim Charts
115 | - | 6” Model D-1 Dry Pipe Valve Trim Chart | 1976-04-01 | .pdf | Trim | Dry Systems & Trim Charts
115 | 1152 | Model E Dry Valve Iron Trim | 1984-07-01 | .pdf | Trim | Dry Systems & Trim Charts | 05790-F
115 | 030793 | Model E Dry Valve Trim | 1994-06-02 | .pdf | Trim | Dry Systems & Trim Charts
116 | 1087 | 8" Dry Valve Trim Chart | 1974-08-01 | .pdf | Valve | Dry Systems & Trim Charts
116 | 030793 | Model E Accelerator Trim | 1994-06-02 | .pdf | Trim | Dry Systems & Trim Charts
117 | 030493 | Model E Accelerator Retrofit Trim for Model E Dry Valves | 1993-04-27 | .pdf | Trim | Dry Systems & Trim Charts | 08262, 08399
| - | Model C-2 Air Check Trim |  | .pdf | Trim | Dry Systems & Trim Charts
118 | - | 3” Model C-2 Air Check Trim | 1972-04-01 | .pdf | Trim | Dry Systems & Trim Charts
- | - | Model C-2 Dry Valve Trim | 1968-09-01 | .pdf | Trim | Dry Systems & Trim Charts
103-102 | - | Dry Pipe System Data | 1983-06-01 | .pdf | System | Dry Systems & Trim Charts
101-102 | - | Dry Pipe System Data | 1983-06-01 | .pdf | System | Dry Systems & Trim Charts
101-105 | - | Dry Pipe System Data | 1989-12-01 | .pdf | System | Dry Systems & Trim Charts
101-106 | - | Dry Pipe System Data | 1974-03-01 | .pdf | System | Dry Systems & Trim Charts
101a-f | - | Dry Pipe System Data | 2007-03-02 | .pdf | System | Dry Systems & Trim Charts
103-106 | - | Dry Pipe Sprinkler System | 1982-04-01 | .pdf | System | Dry Systems & Trim Charts
113-114 | - | 3” & 4” Dry Pipe Valve Trim Chart | 1974-08-01 | .pdf | Trim | Dry Systems & Trim Charts
113-114 | - | 3” Dry Pipe Valve Trim Chart | 1978-06-01 | .pdf | Trim | Dry Systems & Trim Charts
115-116 | - | 6” Dry Pipe Valve Trim Chart | 1973-03-01 | .pdf | Trim | Dry Systems & Trim Charts
115-116 | - | 6” & 8” Dry Pipe Valve Trim Chart | 1974-08-01 | .pdf | Trim | Dry Systems & Trim Charts
115-116 | - | 6” & 8” Dry Pipe Valve Trim Chart | 1976-04-01 | .pdf | Trim | Dry Systems & Trim Charts
115-116 | - | 6” Model D-1 Dry Pipe Valve Trim Chart | 1978-06-01 | .pdf | Trim | Dry Systems & Trim Charts
115-116 | - | Model E Dry Valve Iron Trim | 1987-11-01 | .pdf | Trim | Dry Systems & Trim Charts
115-116 | - | Model E Dry Valve Conventional Trim | 1993-04-27 | .pdf | Trim | Dry Systems & Trim Charts | 08260, 08261, 08393, 08394, 08263, 08392
115-116 | - | Model E Dry Valve Conventional Trim | 1994-06-02 | .pdf | Trim | Dry Systems & Trim Charts | 08260, 08261, 08393, 08394, 08263, 08392
116A | - | Model D & E Dry Valve Modular Trim | 1979-03-01 | .pdf | Trim | Dry Systems & Trim Charts
116B | 1152 | Model D & E Dry Valve Iron Trim | 1983-02-01 | .pdf | Trim | Dry Systems & Trim Charts | 05790-F
117-118 | - | Model C & C-2 Dry Valve Trim | 1972-04-01 | .pdf | Trim | Dry Systems & Trim Charts
117-118 | - | 3” Model C-2 Air Check Trim | 1973-07-01 | .pdf | Trim | Dry Systems & Trim Charts
117-118 | 1088 | 3” Model C-2 Air Check Trim | 1976-05-01 | .pdf | Trim | Dry Systems & Trim Charts
118a | 101795 | Model D-1 Accelerator Trim for Model F Dry Valves with Conv. Trim | 1996-02-29 | .pdf | Trim | Dry Systems & Trim Charts | 09730, 09731
118a | 101795 | Model D-1 Accelerator Trim for Model F Dry Valves with Conv. Trim | 1998-03-12 | .pdf | Trim | Dry Systems & Trim Charts
118a | 101795 | Model D-1 Accelerator Trim for Model F Dry Valves with Conv. Trim | 2005-03-31 | .pdf | Trim | Dry Systems & Trim Charts
118a | 101795 | Model D-1 Accelerator Trim for Model F Dry Valves with Conv. Trim | 2006-01-06 | .pdf | Trim | Dry Systems & Trim Charts
118a | 101795 | Model D-1 Accelerator Trim for Model F Dry Valves with Conv. Trim | 2007-02-09 | .pdf | Trim | Dry Systems & Trim Charts
121a | 030693 | Model F-1 Dry Valve Conventional Trim | 1993-04-27 | .pdf | Trim | Dry Systems & Trim Charts | 08395, 08396
121a | 030693 | Model F-1 Dry Valve Conventional Trim | 1994-06-02 | .pdf | Trim | Dry Systems & Trim Charts | 08395, 08396
121a | 030693 | Model F-1 Dry Valve Conventional Trim | 1995-05-10 | .pdf | Trim | Dry Systems & Trim Charts | 08395, 08396, 08264, 08400
121a | 030693 | Model F-1 Dry Valve Conventional Trim | 1997-05-16 | .pdf | Trim | Dry Systems & Trim Charts | 08395, 08396
121a | 030693 | Model F-1 Dry Valve Conventional Trim | 1997-08-25 | .pdf | Trim | Dry Systems & Trim Charts | 10158, 08395, 10159, 08396
121a | 030693 | Model F-1 Dry Valve Conventional Trim | 1997-11-11 | .pdf | Trim | Dry Systems & Trim Charts | 10158, 08395, 10159, 08396
121a | 030693 | Model F-1 Dry Valve Conventional Trim | 1999-08-09 | .pdf | Trim | Dry Systems & Trim Charts | 10158, 08395, 10159, 08396
121a | 030693 | Model F-1 Dry Valve Conventional Trim | 2001-05-22 | .pdf | Trim | Dry Systems & Trim Charts | 10158, 08395, 10159, 08396
121a | 030693 | Model F-1 Dry Valve Conventional Trim | 2001-12-14 | .pdf | Trim | Dry Systems & Trim Charts | 10158, 08395, 10159, 08396
121a | 030693 | Model F-1 Dry Valve Conventional Trim | 2002-04-25 | .pdf | Trim | Dry Systems & Trim Charts | 10158, 08395, 10159, 08396
121a | 030693 | Model F-1 Dry Valve Conventional Trim | 2003-04-11 | .pdf | Trim | Dry Systems & Trim Charts
121a | 030693 | Model F-1 Dry Valve Conventional Trim | 2005-03-31 | .pdf | Trim | Dry Systems & Trim Charts
121a-d | 030693 | Model F-1 Dry Valve Conventional Trim | 2007-02-09 | .pdf | Trim | Dry Systems & Trim Charts
121a-d | 030693 | Model F-1 Dry Valve Conventional Trim | 2007-02-09 | .pdf | Trim | Dry Systems & Trim Charts
121a-d | 030693 | Model F-1 Dry Valve Conventional Trim | 2012-01-27 | .pdf | Trim | Dry Systems & Trim Charts
121b | 030693 | Model E Accelerator Trim with F-1 Dry Valves | 1993-04-27 | .pdf | Trim | Dry Systems & Trim Charts | 08264, 08400
121b | 030693 | Model E Accelerator Trim with F-1 Dry Valves | 1994-06-02 | .pdf | Trim | Dry Systems & Trim Charts | 08264, 08400
121b | 030693 | Model E Accelerator Trim with F-1 Dry Valves | 1995-05-01 | .pdf | Trim | Dry Systems & Trim Charts
121b | 030693 | Model E Accelerator Trim with F-1 Dry Valves | 1997-05-16 | .pdf | Trim | Dry Systems & Trim Charts | 08264, 08400
121b | 030693 | Model E Accelerator Trim with F-1 Dry Valves | 1997-08-25 | .pdf | Trim | Dry Systems & Trim Charts | 08264, 08400
121b | 030693 | Model E Accelerator Trim with F-1 Dry Valves | 1997-11-11 | .pdf | Trim | Dry Systems & Trim Charts | 08264, 08400
121b | 030693 | Model E Accelerator Trim with F-1 Dry Valves | 1999-08-09 | .pdf | Trim | Dry Systems & Trim Charts | 08264, 08400
121b | 030693 | Model E Accelerator Trim with F-1 Dry Valves | 2001-05-22 | .pdf | Trim | Dry Systems & Trim Charts | 08264, 08400
121b | 030693 | Model E Accelerator Trim with F-1 Dry Valves | 2001-12-14 | .pdf | Trim | Dry Systems & Trim Charts | 08264, 08400
121b | 030693 | Model E Accelerator Trim with F-1 Dry Valves | 2002-04-25 | .pdf | Trim | Dry Systems & Trim Charts | 08264, 08400
121b | 030693 | Model E Accelerator Trim with F-1 Dry Valves | 2003-04-11 | .pdf | Trim | Dry Systems & Trim Charts
121b | 030693 | Model E Accelerator Trim | 2005-03-31 | .pdf | Trim | Dry Systems & Trim Charts
121e | 021107 | Model E Accelerator Trim | 2007-02-09 | .pdf | Trim | Dry Systems & Trim Charts
121e | 021107 | Model E Accelerator Trim | 2007-05-11 | .pdf | Trim | Dry Systems & Trim Charts
124a-b | - | Model B Accelerator and Anti-Flood Trim Chart | 1972-12-01 | .pdf | Trim | Dry Systems & Trim Charts
124c | 1138 | Model C Accelerator Trim Chart for Model C-2 Dry Valves | 1980-08-01 | .pdf | Trim | Dry Systems & Trim Charts
124D | 1138 | Iron Trim for Model C Accelerator on Model D&E Dry Valves | 1981-06-01 | .pdf | Trim | Dry Systems & Trim Charts
124E | 1153 | Iron Trim for Model C Accelerator on Model D & E Dry Valves | 1983-02-01 | .pdf | Trim | Dry Systems & Trim Charts | 05791-F
132a-g | 010300 | HP Dry System | 2000-05-01 | .pdf | System | Dry Systems & Trim Charts
132a-g | 010300 | HP Dry System | 2000-09-08 | .pdf | System | Dry Systems & Trim Charts
132a-g | 010300 | HP Dry System | 2003-08-01 | .pdf | System | Dry Systems & Trim Charts
132a-g | 010300 | HP Dry System | 2004-06-01 | .pdf | System | Dry Systems & Trim Charts
132a-w | 010300 | HP Dry System | 2007-11-30 | .pdf | System | Dry Systems & Trim Charts
150-151 | - | Air Supply for Dry Systems | 1981-12-01 | .pdf | System | Dry Systems & Trim Charts
105a-e | 011607 | Air Supply for Dry Systems | 2007-02-09 | .pdf | System | Dry Systems & Trim Charts
105a-e | 011607 | Air Supply for Dry Systems | 2008-09-05 | .pdf | System | Dry Systems & Trim Charts
| 032217 | Pneumatic or Electric Release Module Trim Chart | 2017-04-01 | .pdf | System | Dry Systems & Trim Charts | 21601, 21602, 21668
| 071609 | Pneumatic/Pneumatic Release Module Trim Chart | X-2018 | .pdf | System | Dry Systems & Trim Charts | 12662-1, 12662-2
| 071509 | Pneumatic Release Module Trim Chart | 2018-10-01 | .pdf | System | Dry Systems & Trim Charts | 10809, 10811, 10810
| 081699 | Electric Release Module Trim Chart | 2018-10-01 | .pdf | System | Dry Systems & Trim Charts | 10830, 10832, 10831
|  | Electric / Pneumatic Release Module Trim Chart | 2018-10-01 | .pdf | System | Dry Systems & Trim Charts | 12661-1, 12661-2
C-1-C-3 | - | Dry Pipe Sprinkler System | 1965-07-01 | .pdf | System | Dry Systems & Trim Charts
DRY VALVES & ACCESSORIES
|  | Engineering Announcement regerding Model D Dry Valve | 1976-01-09 | .pdf | Bulletin | Dry Valves & Accessories
40 | - | Model C Air Compressor | 1960-09-01 | .pdf | Device | Dry Valves & Accessories
| TB 4004 | Cold Weather Valve | 1969-06-01 | .pdf | Device | Dry Valves & Accessories
| TB 4004 | Cold Weather Valve | 1970-09-01 | .pdf | Device | Dry Valves & Accessories
| TB 4008 | Replacement of Single Clapper Arm Spring, 3", 4", and 6" Dry Valve | 1970-10-05 | .pdf | Device | Dry Valves & Accessories
| TB 4015 | 8" Model C-3 Dry Valves Mfg. 1970-1971 | 1971-04-15 | .pdf | Device | Dry Valves & Accessories
| TB 4016 | 3", 4", 6", and 8" Dry Valves | 1971-04-15 | .pdf | Device | Dry Valves & Accessories
118 | 1115 | 2” Cold Weather Valve | 1978-10-01 | .pdf | Device | Dry Valves & Accessories
118 | 1115 | 2” Cold Weather Valve | 1979-02-01 | .pdf | Device | Dry Valves & Accessories
119 | - | Cold Weather Valve | 1972-04-01 | .pdf | Device | Dry Valves & Accessories
121 | - | Model C2 3” Air Check Valve | 1972-04-01 | .pdf | Valve | Dry Valves & Accessories
- | - | Model D-2 Accelerator with Model C Dry Valve Trim | 1971-03-01 | .pdf | Device | Dry Valves & Accessories
- | - | Model C-2 Dry Valve with Model B Accelerator | 1965-07-01 | .pdf | Valve | Dry Valves & Accessories
- | TB 4021 | Technical Bulletin - Model C-2 Air Compressor | 1971-09-01 | .pdf | Bulletin | Dry Valves & Accessories
105-112 | - | Model C-2, D-1 & C-4 Dry Pipe Valve | 1975-12-01 | .pdf | Valve | Dry Valves & Accessories | 02330, 02364, 01981, 02433
107-110 | 081088 | Model E Dry Pipe Valve | 1989-06-01 | .pdf | Valve | Dry Valves & Accessories
107-110 | - | Models D & E Dry Pipe Valve | 1980-01-01 | .pdf | Valve | Dry Valves & Accessories | 04013A, 04009A, 04621A, 03538A
107-110 | - | Models D & E Dry Pipe Valve | 1983-07-01 | .pdf | Valve | Dry Valves & Accessories | 04107C, 04109C, 04620C, 01981C
107-110 | - | Model E Dry Pipe Valve | 1985-01-01 | .pdf | Valve | Dry Valves & Accessories | 04010C, 04107C, 03746C, 04109C, 05915C, 04620C
107-110 | - | Model E Dry Pipe Valve | 1987-08-01 | .pdf | Valve | Dry Valves & Accessories | 04010C, 04107C, 03746C, 04109C, 05915C, 04620C
107-112 | - | Model C-2 Dry Pipe Valve | 1973-04-01 | .pdf | Valve | Dry Valves & Accessories
111-112 | - | Model C-1 Accelerator | 1980-01-01 | .pdf | Device | Dry Valves & Accessories | 04558-A
111-114 | - | Model D-1 Accelerator | 1987-11-01 | .pdf | Device | Dry Valves & Accessories | 05503-D
111-114 | - | Model D-1 Accelerator & Trim | 1984-04-01 | .pdf | Device | Dry Valves & Accessories | 05503-D
111a-f | 010898 | Model D-2 Accelerator | 1998-03-12 | .pdf | Device | Dry Valves & Accessories | 9881
111a-f | 010898 | Model D-2 Accelerator | 1999-01-28 | .pdf | Device | Dry Valves & Accessories | 9881
111a-f | 010898 | Model D-2 Accelerator | 2002-08-26 | .pdf | Device | Dry Valves & Accessories | 9881
111a-f | 010898 | Model D-2 Accelerator | 2004-06-25 | .pdf | Device | Dry Valves & Accessories | 9881
111a-f | 010898 | Model D-2 Accelerator | 2005-01-31 | .pdf | Device | Dry Valves & Accessories | 9881
111a-f | 010898 | Model D-2 Accelerator | 2006-01-26 | .pdf | Device | Dry Valves & Accessories | 9881
111a-f | 010898 | Model D-2 Accelerator | 2006-08-03 | .pdf | Device | Dry Valves & Accessories | 9881
111a-f | 010898 | Model D-2 Accelerator | 2007-08-01 | .pdf | Device | Dry Valves & Accessories | 9881
111a-f | 010898 | Model D-2 Accelerator | 2007-11-30 | .pdf | Device | Dry Valves & Accessories | 9881
111a-f | 010898 | Model D-2 Accelerator | 2008-12-12 | .pdf | Device | Dry Valves & Accessories | 9881
111a-f | 010898 | Model D-2 Accelerator | 2010-07-30 | .pdf | Device | Dry Valves & Accessories | 9881
112A |  | 8" Model C-4 Dry Valve | 1973-07-01 | .pdf | Device | Dry Valves & Accessories
115-116 | - | 6” Model D-1 Dry Valve in 8” Riser with B-1 Accelerator Trim | 1987-11-01 | .pdf | Trim | Dry Valves & Accessories
115-117 | - | Model C-2 Dry Pipe Valve | 1972-04-01 | .pdf | Valve | Dry Valves & Accessories
119-122 | - | Model B Accelerator | 1973-05-01 | .pdf | Device | Dry Valves & Accessories
119-122 | - | Model B-1 Accelerator | 1975-01-01 | .pdf | Device | Dry Valves & Accessories
119a-l | 091208 | 4" Model G-4000 Dry Valve | 2008-11-07 | .pdf | Valve | Dry Valves & Accessories | 15589-1, 15647-1
119a-m | 091208 | 4" Model G-4000 Dry Valve | 2009-02-22 | .pdf | Valve | Dry Valves & Accessories | 15589-1, 15647-1
119a-m | 091208 | 4" Model G-4000 Dry Valve | 2009-03-13 | .pdf | Valve | Dry Valves & Accessories | 15589-1, 15647-1
119a-m | 091208 | 4" Model G-4000 Dry Valve | 2009-07-31 | .pdf | Valve | Dry Valves & Accessories | 15589-1, 15647-1
119a-m | 091208 | 4" Model G-4000 Dry Valve | 2009-09-18 | .pdf | Valve | Dry Valves & Accessories | 15589-1, 15647-1
119a-m | 091208 | 4" Model G-4000 Dry Valve | 2010-01-15 | .pdf | Valve | Dry Valves & Accessories | 15589-1, 15647-1
119a-m | 091208 | 4" Model G-4000 Dry Valve | 2010-07-09 | .pdf | Valve | Dry Valves & Accessories | 15589-1, 15647-1
119a-m | 091208 | 4" Model G-4000 Dry Valve | 2010-10-02 | .pdf | Valve | Dry Valves & Accessories | 15589-1, 15647-1
119a-m | 091208 | 4" Model G-4000 Dry Valve | 2011-04-15 | .pdf | Valve | Dry Valves & Accessories | 15589-1, 15647-1
119a-m | 091208 | 4" Model G-4000 Dry Valve | 2011-11-11 | .pdf | Valve | Dry Valves & Accessories | 15589-1, 15647-1
120a-h | 070392 | Model F-1 Dry Valve | 1993-04-13 | .pdf | Valve | Dry Valves & Accessories | 07628, 07627
120a-h | 070392 | Model F-1 Dry Valve | 1994-07-15 | .pdf | Valve | Dry Valves & Accessories | 07628, 07627, 08464, 08491, 08841, 08923
120a-h | 070392 | Model F-1 Dry Valve | 1996-03-07 | .pdf | Valve | Dry Valves & Accessories | 07628, 07627, 08464, 08491, 08841, 09538, 08923
120a-h | 070392 | Model F-1 Dry Valve | 1997-04-16 | .pdf | Valve | Dry Valves & Accessories | 09441, 09446, 07628, 07627, 08464, 08491, 09969, 09970, 08841, 08923
120a-h | 070392 | Model F-1 Dry Valve | 1997-08-25 | .pdf | Valve | Dry Valves & Accessories | 09441, 09446, 07628, 07627, 08464, 08491, 09969, 09970, 08841, 09538, 08923
120a-h | 070392 | Model F-1 Dry Valve | 2002-04-15 | .pdf | Valve | Dry Valves & Accessories | 09441, 09446, 07628, 07627, 08464, 08491, 09969, 09970, 08841, 09538, 08923
120a-h | 070392 | Model F-1 Dry Valve | 2002-10-01 | .pdf | Valve | Dry Valves & Accessories
120a-h | 070392 | Model F-1 Dry Valve | 2005-09-23 | .pdf | Valve | Dry Valves & Accessories
120a-j | 070392 | Model F-1 Dry Valve | 2006-08-03 | .pdf | Valve | Dry Valves & Accessories
120a-k | 070392 | Model F-1 Dry Valve | 2007-08-01 | .pdf | Valve | Dry Valves & Accessories
120a-k | 070392 | Model F-1 Dry Valve | 2007-11-30 | .pdf | Valve | Dry Valves & Accessories
120a-k | 070392 | Model F-1 Dry Valve | 2008-06-20 | .pdf | Valve | Dry Valves & Accessories | 07627, 07628, 08464, 08464, 08491, 08491, 08841, 09441, 09446, 09538, 09969, 09970, 12653, 12654
120a-k | 070392 | Model F-1 Dry Valve | 2008-10-31 | .pdf | Valve | Dry Valves & Accessories
120a-k | 070392 | Model F-1 Dry Valve | 2011-02-25 | .pdf | Valve | Dry Valves & Accessories
122a-f | 071692 | Model E-1 Accelerator | 1993-03-08 | .pdf | Device | Dry Valves & Accessories | 08116, 08055, 08061
122a-f | 071692 | Model E-1 Accelerator | 1997-02-01 | .pdf | Device | Dry Valves & Accessories | 08116, 08055, 08061
122a-f | 071692 | Model E-1 Accelerator | 2004-06-25 | .pdf | Device | Dry Valves & Accessories | 08116, 08055, 08061
122a-f | 071692 | Model E-1 Accelerator | 2006-03-23 | .pdf | Device | Dry Valves & Accessories | 08116, 08055, 08061, 09391, 08264
122a-f | 071692 | Model E-1 Accelerator | 2006-08-10 | .pdf | Device | Dry Valves & Accessories | 08116, 08055, 08061, 09391, 08264
122a-f | 071692 | Model E-1 Accelerator | 2007-01-11 | .pdf | Device | Dry Valves & Accessories | 08116, 08055, 08061, 09391, 08264
122a-f | 071692 | Model E-1 Accelerator | 2007-08-01 | .pdf | Device | Dry Valves & Accessories | 08116, 08055, 08061, 09391, 08264
122a-h | 071692 | Model E-1 Accelerator | 2007-11-30 | .pdf | Device | Dry Valves & Accessories | 08116, 08055, 08061, 09391, 08264
122a-h | 071692 | Model E-1 Accelerator | 2009-12-04 | .pdf | Device | Dry Valves & Accessories | 08116, 08055, 08061, 09391, 08264
122a-h | 071692 | Model E-1 Accelerator | 2010-01-22 | .pdf | Device | Dry Valves & Accessories
123-124 | - | Model A-1 Anti-Flood Device | 1972-12-01 | .pdf | Device | Dry Valves & Accessories | 2263
123-124 | - | Model A-1 Anti-Flood Device | 1983-02-01 | .pdf | Device | Dry Valves & Accessories | 02030C
123-124 | - | Model B Accelerator | 1972-04-01 | .pdf | Device | Dry Valves & Accessories
123a-d | 120292 | Model B-1 Anti-Flood Device | 1993-02-18 | .pdf | Device | Dry Valves & Accessories | 8061
123a-d | 120292 | Model B-1 Anti-Flood Device | 1994-04-14 | .pdf | Device | Dry Valves & Accessories
123a-d | 120292 | Model B-1 Anti-Flood Device | 2006-08-01 | .pdf | Device | Dry Valves & Accessories
123a-d | 120292 | Model B-1 Anti-Flood Device | 2007-11-30 | .pdf | Device | Dry Valves & Accessories
124a-d | 120696 | Model B-2 Anti-Flood Device (VdS) | 2006-03-30 | .pdf | Device | Dry Valves & Accessories
127a-c | 041989 | Model D-2 Air Pressure Maintenance Device | 2007-11-30 | .pdf | Device | Dry Valves & Accessories
127a-c | 041989 | Model D-2 Air Pressure Maintenance Device | 2008-10-10 | .pdf | Device | Dry Valves & Accessories | 02280C, 07459
127-128 | - | Model D Air Pressure Maintenance Device | 1972-04-01 | .pdf | Device | Dry Valves & Accessories | 1782
127-128 | - | Model D-2 Air Pressure Maintenance Device | 1973-07-01 | .pdf | Device | Dry Valves & Accessories | 2463
127-128 | - | Model D-2 Air Pressure Maintenance Device | 1979-08-01 | .pdf | Device | Dry Valves & Accessories | 02463A
127-128 | - | Model D-2 Air Pressure Maintenance Device | 1982-04-01 | .pdf | Device | Dry Valves & Accessories | 02280C
127-128 | - | Model D-2 Air Pressure Maintenance Device | 1983-10-01 | .pdf | Device | Dry Valves & Accessories | 02280C
127-128 | 041989 | Model D-2 Air Pressure Maintenance Device | 1989-07-21 | .pdf | Device | Dry Valves & Accessories | 02280C
127a-b | 041989 | Model D-2 Air Pressure Maintenance Device | 1996-09-26 | .pdf | Device | Dry Valves & Accessories | 02280C
127a-b | 041989 | Model D-2 Air Pressure Maintenance Device | 1999-01-28 | .pdf | Device | Dry Valves & Accessories
127a-b | 041989 | Model D-2 Air Pressure Maintenance Device | 2006-08-10 | .pdf | Device | Dry Valves & Accessories
127a-d | 041989 | Model D-2 Air Pressure Maintenance Device | 2009-03-06 | .pdf | Device | Dry Valves & Accessories | 02280C, 07459
127a-d | 041989 | Model D-2 Air Pressure Maintenance Device | 2010-07-30 | .pdf | Device | Dry Valves & Accessories | 02280C, 07459
| 041989 | Model D-2 Air Pressure Maintenance Device | 2022-04-11 | .pdf | Device | Dry Valves & Accessories
129-130 | 1011 | Model C Maintenance Air Compressor | 1972-04-01 | .pdf | Device | Dry Valves & Accessories
129-130 | 2035 | Model C Maintenance Air Compressor | 1972-06-01 | .pdf | Device | Dry Valves & Accessories | 1078
129-130 | 2035 | Model C Maintenance Air Compressor | 1973-05-01 | .pdf | Device | Dry Valves & Accessories | 1078
129-130 | 2035 | Model D-1 Maintenance Air Compressor | 1981-08-01 | .pdf | Device | Dry Valves & Accessories | 05002C
129-130 | 2035 | Model D-1 Maintenance Air Compressor | 1982-08-01 | .pdf | Device | Dry Valves & Accessories | 05002C
130a-b | 050304 | Replacement Furnas Switch Assembly for Model E-1 Compressor | 2004-05-03 | .pdf | Device | Dry Valves & Accessories
130a-b | 050304 | Replacement Furnas Switch Assembly for Model E-1 Compressor | 2007-08-03 | .pdf | Device | Dry Valves & Accessories
131a-b | 062593 | Model E-1 Maintenance Air Compressor | 1995-04-13 | .pdf | Device | Dry Valves & Accessories | 08650, 08771
131a-b | 062593 | Model E-1 Maintenance Air Compressor | 1997-08-20 | .pdf | Device | Dry Valves & Accessories | 08650, 09803, 08771, 09802
131a-b | 062593 | Model E-1 Maintenance Air Compressor | 1999-03-25 | .pdf | Device | Dry Valves & Accessories
131c-f | 032101 | Model F-1 Maintenance Air Compressor | 2001-06-01 | .pdf | Device | Dry Valves & Accessories
131c-f | 032101 | Model F-1 Maintenance Air Compressor | 2004-03-09 | .pdf | Device | Dry Valves & Accessories
131c-e | 032101 | Model F-1 Maintenance Air Compressor | 2007-03-02 | .pdf | Device | Dry Valves & Accessories
131c-f | 032101 | Model F-1 Maintenance Air Compressor | 2011-05-20 | .pdf | Device | Dry Valves & Accessories | 11497, 11498, 12629, 12630
131c-f | 032101 | Model F-1 Maintenance Air Compressor | 2011-07-28 | .pdf | Device | Dry Valves & Accessories | 11497, 11498, 12629, 12630
133a | 021200 | Model A-1 Float Check Valve | 2000-02-14 | .pdf | Device | Dry Valves & Accessories | 10883
133a | 021200 | Model A-1 Float Check Valve | 2000-09-11 | .pdf | Device | Dry Valves & Accessories | 10883
133a | 021200 | Model A-1 Float Check Valve | 2001-08-28 | .pdf | Device | Dry Valves & Accessories | 10883
134a-c | 030703 | Float Check Valve Assembly | 2003-03-01 | .pdf | Device | Dry Valves & Accessories
134a-c | 030703 | Float Check Valve Assembly | 2004-06-01 | .pdf | Device | Dry Valves & Accessories
134a-c | 030703 | Float Check Valve Assembly | 2007-03-23 | .pdf | Device | Dry Valves & Accessories
135a-j | 011507 | Model F-2 Dry Valve | 2007-02-05 | .pdf | Valve | Dry Valves & Accessories
135a-j | 011507 | Model F-2 Dry Valve | 2007-07-20 | .pdf | Valve | Dry Valves & Accessories
135a-j | 011507 | Model F-2 Dry Valve | 2007-11-30 | .pdf | Valve | Dry Valves & Accessories | 13764, 13765, 13766, 13766, 13767
135a-j | 011507 | Model F-2 Dry Valve | 2008-10-31 | .pdf | Valve | Dry Valves & Accessories | 13764, 13765, 13766, 13766, 13767
135a-j | 011507 | Model F-2 Dry Valve | 2011-02-25 | .pdf | Valve | Dry Valves & Accessories | 13764, 13765, 13766, 13766, 13767
136a-d | 091707 | Model LD-1 Anti-Column Device | 2008-03-24 | .pdf | Valve | Dry Valves & Accessories | 14800, 14816
137a-m | 011110 | 2" Model G-2000 Dry Valve | 2010-02-19 | .pdf | Valve | Dry Valves & Accessories | 16149-1
137a-m | 011110 | 2" Model G-2000 Dry Valve | 2010-07-09 | .pdf | Valve | Dry Valves & Accessories | 16149-1
137a-m | 011110 | 2" Model G-2000 Dry Valve | 2011-07-01 | .pdf | Valve | Dry Valves & Accessories | 16149-1
137n-z | 011210 | 3" Model G-3000 Dry Valve | 2010-02-19 | .pdf | Valve | Dry Valves & Accessories | 16150-1
137n-z | 011210 | 3" Model G-3000 Dry Valve | 2010-07-09 | .pdf | Valve | Dry Valves & Accessories | 16150-1
137n-z | 011210 | 3" Model G-3000 Dry Valve | 2011-07-01 | .pdf | Valve | Dry Valves & Accessories | 16150-1
138a-m | 022111 | 6" Model G-6000 Dry Valve Riser Assembly | 2011-06-01 | .pdf | Valve | Dry Valves & Accessories | 17048-1
231-232 | - | Dehydrator | 1972-04-01 | .pdf | Device | Dry Valves & Accessories | 1285
231-232 | - | Dehydrator | 1977-02-01 | .pdf | Device | Dry Valves & Accessories | 01285A
231-232 | - | Dehydrator | 1977-06-01 | .pdf | Device | Dry Valves & Accessories | 01285A
231-232 | - | Dehydrator | 1982-05-01 | .pdf | Device | Dry Valves & Accessories | 01285A
231-232 | - | Dehydrator | 1984-05-01 | .pdf | Device | Dry Valves & Accessories | 01285A
231-232 | 042089 | Dehydrator | 1989-07-21 | .pdf | Device | Dry Valves & Accessories | 01285A
231-232 | 042089 | Dehydrator | 1999-07-07 | .pdf | Device | Dry Valves & Accessories | 01285A
231a-b | 042089 | Dehydrator | 2001-05-02 | .pdf | Device | Dry Valves & Accessories | 01285A
276a-b | 042089 | Dehydrator | 2003-04-18 | .pdf | Device | Dry Valves & Accessories
276a-b | 042089 | Dehydrator | 2006-02-23 | .pdf | Device | Dry Valves & Accessories
276a-c | 042089 | Dehydrator (OBSOLETED) | 2006-08-24 | .pdf | Device | Dry Valves & Accessories
C-15 | - | Rubbers for Dry Valves and Check Valves - Model A, B, C & C-2 | 1965-07-01 | .pdf | Device | Dry Valves & Accessories
C17-C18 | - | Model C & D Maintenance Device | 1965-07-01 | .pdf | Device | Dry Valves & Accessories
C-18 | - | Model D Pressure Maintenance Device | 1971-02-01 | .pdf | Device | Dry Valves & Accessories
C18-C19 | - | Model D Air Pressure Maintenance Device | 1971-12-01 | .pdf | Device | Dry Valves & Accessories | 1782
C19-C20 | - | Model A & C Maintenance Air Compressor | 1965-07-01 | .pdf | Device | Dry Valves & Accessories
C-20 | - | Model C Maintenance Air Compressor | 1971-02-01 | .pdf | Device | Dry Valves & Accessories
C22-C23 | - | Model A Dry Valve, Model B Tyden Dry Valve and Fire Alarm System, Model A 3" Air Check Valve, and tyden Model A Accelerator | 1971-02-01 | .pdf | Device | Dry Valves & Accessories
C-4 | - | Model A Dry Valve | 1965-07-01 | .pdf | Valve | Dry Valves & Accessories
C-5-C-6 |  | Model B & C Dry Valve and Fire Alarm System | 1965-07-01 | .pdf | Valve | Dry Valves & Accessories
C-7 | - | 3" Model A Air Check Valve | 1965-07-01 | .pdf | Valve | Dry Valves & Accessories
C-8 | - | 3" Model C-2 Air Check Valve | 1965-07-01 | .pdf | Valve | Dry Valves & Accessories
C9-C14 | - | Tyden Accelerators and Exhausters | 1965-07-01 | .pdf | Device | Dry Valves & Accessories
D-7-D-8 | - | Maintenance Air Compressor | 1965-07-01 | .pdf | Device | Dry Valves & Accessories
E-1-E-2 | - | Models A, B & C Dry valves | 1957-01-01 | .pdf | Valve | Dry Valves & Accessories
E-3-E-4 | - | Model C Dry Pipe Valve & Model B Accelerator | 1957-01-01 | .pdf | Valve | Dry Valves & Accessories
E-5-E7 | - | 3" Model C Air Check Valve | 1957-01-01 | .pdf | Valve | Dry Valves & Accessories
E-8-E-11 | - | Model B Accelerator | 1957-01-01 | .pdf | Device | Dry Valves & Accessories
E-13 | - | Model B Dry Valve Accelerator Hook Up | 1957-01-01 | .pdf | Device | Dry Valves & Accessories
O-9-O-10 | - | Model B Dry Pipe Valve and Trim | 1957-01-01 | .pdf | Valve | Dry Valves & Accessories
VEN 13 - 20 | - | VEN Model B-1 Accelerator and Model A-1 Anti-Flood | 1977-01-01 | .pdf | Device | Dry Valves & Accessories
VEN 20 - 22 | - | VEN Model D-2 Air Maintenance Device | 1977-01-01 | .pdf | Device | Dry Valves & Accessories
VEN 22 - 25 | - | VEN Deluge System | 1977-01-01 | .pdf | System | Dry Valves & Accessories
VEN 6 - 12 | - | VEN Model C-2 and D-1 Dry Pipe Valve | 1977-01-01 | .pdf | Valve | Dry Valves & Accessories
FIRECYCLE SYSTEMS & ACCESSORIES
426 | - | Mineral Insulated (MI) Cable | 1972-04-01 | .pdf | Device | Firecycle Systems & Accessories
400a-e | 062200 | Firecycle II Upgrade Instructions to Firecycle III | 2000-07-01 | .pdf | System | Firecycle Systems & Accessories
400a-e | 062200 | Firecycle II Upgrade Instructions to Firecycle III | 2005-10-18 | .pdf | System | Firecycle Systems & Accessories
400a-e | 062200 | Firecycle II Upgrade Instructions to Firecycle III | 2007-01-12 | .pdf | System | Firecycle Systems & Accessories
400a-e | 062200 | Firecycle II Upgrade Instructions to Firecycle III Multi-cycle | 2007-06-15 | .pdf | System | Firecycle Systems & Accessories
400a-e | 062200 | Firecycle II Upgrade Instructions to Firecycle III Multi-cycle | 2009-03-06 | .pdf | System | Firecycle Systems & Accessories
401-402 | - | Model B-1 Firecycle | 1972-04-01 | .pdf | System | Firecycle Systems & Accessories
401-406 | - | Firecycle System Data | 1973-07-01 | .pdf | System | Firecycle Systems & Accessories
401-406 | - | Firecycle II System Data | 1980-09-01 | .pdf | System | Firecycle Systems & Accessories
411-413 | 121389 | Firecycle II Control Panel | 1980-06-01 | .pdf | Device | Firecycle Systems & Accessories
411-414 | - | Model B-2 Firecycle Control Panel | 1973-06-01 | .pdf | Device | Firecycle Systems & Accessories
415-416 | - | Model B-2 Firecycle Valve Trim Box | 1973-05-01 | .pdf | Trim | Firecycle Systems & Accessories
415-416 | - | Model B-2 Firecycle Valve Trim Box | 1976-05-01 | .pdf | Trim | Firecycle Systems & Accessories
Announcement |  | Model B-2 Magnetic Bypass and Firecycle Trim Box | 1979-07-16 | .pdf | Device | Firecycle Systems & Accessories
415-416 | - | Model B-3 Firecycle II Valve Trim Box | 1980-05-01 | .pdf | Trim | Firecycle Systems & Accessories
415-416 | - | Model C-1 Firecycle II Valve Trim Box | 1983-01-01 | .pdf | Trim | Firecycle Systems & Accessories
417-418 | - | Model A Firecycle Detector | 1973-04-01 | .pdf | Device | Firecycle Systems & Accessories
417-418 | - | Model B Firecycle Detector | 1980-05-01 | .pdf | Device | Firecycle Systems & Accessories
417-418 | - | Model B Firecycle Detector | 1990-09-01 | .pdf | Device | Firecycle Systems & Accessories
417a-c | 071697 | Model B Firecycle Detector | 1997-08-01 | .pdf | Device | Firecycle Systems & Accessories
417a-c | 071697 | Model B Firecycle Detector | 1998-06-01 | .pdf | Device | Firecycle Systems & Accessories
417a-d | 071697 | Model B Firecycle Detector | 2004-01-01 | .pdf | Device | Firecycle Systems & Accessories
417a-d | 071697 | Model B Firecycle Detector | 2006-09-28 | .pdf | Device | Firecycle Systems & Accessories
417a-d | 071697 | Model B Firecycle Detector | 2007-01-11 | .pdf | Device | Firecycle Systems & Accessories
417a-d | 071697 | Model B Firecycle Detector | 2009-02-22 | .pdf | Device | Firecycle Systems & Accessories
417a-d | 071697 | Model B Firecycle Detector | 2011-04-15 | .pdf | Device | Firecycle Systems & Accessories
419-420 | - | Mineral Insulated (MI) Cable | 1973-06-01 | .pdf | Device | Firecycle Systems & Accessories | 1063
419-420 | - | Firecycle Detector Cable | 1980-06-01 | .pdf | Device | Firecycle Systems & Accessories | 04632-A
419a | 111695 | Firecycle II & III Detector Cable | 1997-08-01 | .pdf | Device | Firecycle Systems & Accessories
419a-b | 111695 | Firecycle II & III Detector Cable | 2007-02-09 | .pdf | Device | Firecycle Systems & Accessories | 04632A
419b-c | 111795 | Firecycle Detector Wire | 1995-11-16 | .pdf | Device | Firecycle Systems & Accessories | 8295
419b-c | 111795 | Firecycle II Detector Wire | 1997-08-01 | .pdf | Device | Firecycle Systems & Accessories | 8295
419a-b | 111695 | Firecycle II & III Detector Cable | 2007-02-09 | .pdf | Device | Firecycle Systems & Accessories
419d-e | 051497 | Firecycle III Detector Cable | 1997-05-19 | .pdf | Device | Firecycle Systems & Accessories | 9954
419d-e | 051497 | Firecycle III Detector Cable | 1998-10-08 | .pdf | Device | Firecycle Systems & Accessories | 9954
419d-e | 051497 | Firecycle III Detector Cable | 1999-04-01 | .pdf | Device | Firecycle Systems & Accessories | 9954
419d-e | 051497 | Firecycle III Detector Cable | 2002-08-01 | .pdf | Device | Firecycle Systems & Accessories
419d-e | 051497 | Firecycle III Detector Cable | 2004-02-02 | .pdf | Device | Firecycle Systems & Accessories
419d-f | 051497 | Firecycle III Detector PLFA-FPL Cable | 2004-06-10 | .pdf | Device | Firecycle Systems & Accessories
419d-f | 051497 | Firecycle III Detector PLFA-FPL Cable | 2007-04-20 | .pdf | Device | Firecycle Systems & Accessories
420a | 053195 | 1-1/2” Firecycle II Trim Chart | 1997-08-01 | .pdf | Trim | Firecycle Systems & Accessories
420a | 053195 | 1-1/2” Firecycle II Trim Chart | 1995-06-07 | .pdf | Trim | Firecycle Systems & Accessories
421-424 | 1072 | 2”, 3", 4" & 6" Firecycle Trim Chart | 1972-04-01 | .pdf | Trim | Firecycle Systems & Accessories
421-424 | 1072 | 2”, 3", 4" & 6" Firecycle Trim Chart | 1974-11-01 | .pdf | Trim | Firecycle Systems & Accessories
421-424 | 1110 | 2”, 3", 4" & 6" Firecycle Trim Chart | 1978-09-01 | .pdf | Trim | Firecycle Systems & Accessories
421-424 | 1110 | 2”, 3", 4" & 6" Firecycle Trim Chart | 1981-06-01 | .pdf | Trim | Firecycle Systems & Accessories
421-424 | 1167 | 2”, 3", 4" & 6" Firecycle Trim Chart | 1985-01-01 | .pdf | Trim | Firecycle Systems & Accessories
421-423 | 05986F | 2”, 3", & 6" Firecycle Trim Chart | 1985-07-01 | .pdf | Trim | Firecycle Systems & Accessories
424 | 05988-F | 6" Firecycle Trim Chart | 1988-10-01 | .pdf | Trim | Firecycle Systems & Accessories
421-424 | 05986F | 2”, 3", 4" & 6" Firecycle Trim Chart | 1989-12-01 | .pdf | Trim | Firecycle Systems & Accessories
421-424 | 05986F | 2”, 3", 4" & 6" Firecycle Trim Chart | 1997-08-01 | .pdf | Trim | Firecycle Systems & Accessories
425-426 | - | Model A Firecycle Detector | 1967-06-01 | .pdf | Device | Firecycle Systems & Accessories
425a-d | 100496 | Firecycle III Single Interlocked Preaction | 1997-08-01 | .pdf | System | Firecycle Systems & Accessories
425a-d | 100496 | Firecycle III Single Interlocked Preaction | 2000-04-01 | .pdf | System | Firecycle Systems & Accessories
425a-d | 100496 | Firecycle III Single Interlocked Preaction | 2004-03-15 | .pdf | System | Firecycle Systems & Accessories
426a-d | 100596 | Firecycle III Double Interlocked Preaction | 1997-08-01 | .pdf | System | Firecycle Systems & Accessories
426a-d | 100596 | Firecycle III Double Interlocked Preaction | 2000-04-01 | .pdf | System | Firecycle Systems & Accessories
426a-d | 100596 | Firecycle III Double Interlocked Preaction | 2004-03-15 | .pdf | System | Firecycle Systems & Accessories
427a-d | 081596 | Firecycle III Cycling Deluge System | 1997-08-01 | .pdf | System | Firecycle Systems & Accessories
427a-d | 081596 | Firecycle III Cycling Deluge System | 2004-03-15 | .pdf | System | Firecycle Systems & Accessories
427a-d | 081596 | Firecycle III Cycling Deluge System | 2007-01-12 | .pdf | System | Firecycle Systems & Accessories
428a-d | 100696 | Firecycle III Cycling Wet Pipe System | 1997-08-01 | .pdf | System | Firecycle Systems & Accessories
428a-d | 100696 | Firecycle III Cycling Wet Pipe System | 1998-09-01 | .pdf | System | Firecycle Systems & Accessories
428a-d | 100696 | Firecycle III Cycling Wet Pipe System | 2004-03-15 | .pdf | System | Firecycle Systems & Accessories
429-430 | - | Model B-1 Firecycle Control Panel | 1968 | .pdf | Device | Firecycle Systems & Accessories
429a-d | 040902 | Model C Firecycle OH Detector | 2002-04-22 | .pdf | Device | Firecycle Systems & Accessories | 11723, 11724, 11725, 11726, 11727, 11728, 11729, 11730
429a-d | 040902 | Model C Firecycle OH Detector | 2002-07-23 | .pdf | Device | Firecycle Systems & Accessories | 11723, 11724, 11725, 11726, 11727, 11728, 11729, 11730
429a-d | 040902 | Model C Firecycle OH Detector | 2002-08-28 | .pdf | Device | Firecycle Systems & Accessories | 11723, 11724, 11725, 11726, 11727, 11728, 11729, 11730
429a-d | 040902 | Model C Firecycle OH Detector | 2003-03-01 | .pdf | Device | Firecycle Systems & Accessories
429a-d | 040902 | Model C Firecycle OH Detector | 2003-05-01 | .pdf | Device | Firecycle Systems & Accessories
429a-d | 040902 | Model C Firecycle OH Detector | 2004-01-01 | .pdf | Device | Firecycle Systems & Accessories
429a-d | 040902 | Model C Firecycle OH Detector | 2006-09-01 | .pdf | Device | Firecycle Systems & Accessories
429a-d | 040902 | Model C Firecycle OH Detector | 2007-01-12 | .pdf | Device | Firecycle Systems & Accessories
430a-d | 042902 | Firecycle III-OH Cycling Wet Pipe System | 2002-05-01 | .pdf | System | Firecycle Systems & Accessories
430a-d | 042902 | Firecycle III-OH Cycling Wet Pipe System | 2006-04-20 | .pdf | System | Firecycle Systems & Accessories
431a-e | 043002 | Firecycle III OH Single-Interlocked Preaction | 2002-05-01 | .pdf | System | Firecycle Systems & Accessories
431a-e | 043002 | Firecycle III OH Single-Interlocked Preaction | 2006-04-20 | .pdf | System | Firecycle Systems & Accessories
432a-e | 050102 | Firecycle III OH Double-Interlocked Preaction | 2002-05-01 | .pdf | System | Firecycle Systems & Accessories | 09707, 09708, 09709, 09710, 09711,
432a-e | 050102 | Firecycle III OH Double-Interlocked Preaction | 2002-07-23 | .pdf | System | Firecycle Systems & Accessories | 09707, 09708, 09709, 09710, 09711,
432a-e | 050102 | Firecycle III OH Double-Interlocked Preaction | 2006-04-20 | .pdf | System | Firecycle Systems & Accessories
433a-b | 112696 | Firecycle III Control Panel | 1997-09-29 | .pdf | Device | Firecycle Systems & Accessories | 08296, 09817, 09818
433a-g | 112696 | Firecycle III Control Panel | 1997-08-01 | .pdf | Device | Firecycle Systems & Accessories
433a-g | 112696 | Model E-1 Firecycle III Control Panel | 1999-05-13 | .pdf | Device | Firecycle Systems & Accessories | 10751, 10752, 10753, 10754, 10755, 10756
433a-g | 112696 | Model E-1 Firecycle III Control Panel | 1999-11-04 | .pdf | Device | Firecycle Systems & Accessories | 10751, 10752, 10753, 10754, 10755, 10756
433a-g | 112696 | Model E-1 Firecycle III Control Panel | 2000-09-01 | .pdf | Device | Firecycle Systems & Accessories
433a-g | 112696 | Model E-1 Firecycle III Control Panel | 2004-06-04 | .pdf | Device | Firecycle Systems & Accessories
433a-g | 112696 | Model E-1 Firecycle III Control Panel | 2006-07-14 | .pdf | Device | Firecycle Systems & Accessories
433a-g | 112696 | Model E-1 Firecycle III Control Panel | 2007-01-12 | .pdf | Device | Firecycle Systems & Accessories
437-438 | - | Firecycle Zone Panel | 1972-12-01 | .pdf | Device | Firecycle Systems & Accessories
441a-b | 032297 | 1-1/2” Firecycle III Preaction Trim | 1997-06-06 | .pdf | Trim | Firecycle Systems & Accessories | 9819
441a-b | 032297 | 1-1/2” Firecycle III Preaction Trim | 1998-07-06 | .pdf | Trim | Firecycle Systems & Accessories | 9819
441a-c | 032297 | 1-1/2” Firecycle III Preaction Trim | 2007-01-11 | .pdf | Trim | Firecycle Systems & Accessories
441e-f | 040406 | 1-1/2” and 2" Firecycle III Preaction Trim | 2006-04-13 | .pdf | Trim | Firecycle Systems & Accessories
442a-b | 032097 | 1-1/2” Firecycle III Deluge Trim | 1997-06-06 | .pdf | Trim | Firecycle Systems & Accessories | 9824
442a-b | 032097 | 1-1/2” Firecycle III Deluge Trim | 2006-04-22 | .pdf | Trim | Firecycle Systems & Accessories
442e-f | 040606 | 1-1/2” an d 2" Firecycle III Deluge Trim | 2006-04-22 | .pdf | Trim | Firecycle Systems & Accessories
443a-b | 032197 | 1-1/2” Firecycle III Wet Trim | 1997-06-06 | .pdf | Trim | Firecycle Systems & Accessories | 9829
443a-b | 032197 | 1-1/2” Firecycle III Wet Trim | 2002-04-22 | .pdf | Trim | Firecycle Systems & Accessories
443e-g | 040806 | 1-1/2” and 2" Firecycle Multi-Cycle Wet Trim, Straight Through | 2007-02-09 | .pdf | Trim | Firecycle Systems & Accessories
444a-b | 032597 | 2” Firecycle III Preaction Trim | 1997-06-06 | .pdf | Trim | Firecycle Systems & Accessories | 9820
444a-b | 032597 | 2” Firecycle III Preaction Trim | 1998-07-06 | .pdf | Trim | Firecycle Systems & Accessories | 9820
444a-c | 032597 | 2” Firecycle Multi-Cycle Preaction Trim, Angle Style | 2007-02-09 | .pdf | Trim | Firecycle Systems & Accessories
444e-f | 040506 | 2-1/2” and 3" Firecycle III Preaction Trim | 2006-04-13 | .pdf | Trim | Firecycle Systems & Accessories
445a-b | 032397 | 2” Firecycle III Deluge Trim | 1997-06-06 | .pdf | Trim | Firecycle Systems & Accessories | 9825
445a-c | 032397 | 2” Firecycle Multi-Cycle Deluge Trim, Angle Style | 2007-02-09 | .pdf | Trim | Firecycle Systems & Accessories
445e-f | 040706 | 2-1/2" and 3” Firecycle III Deluge Trim | 2006-04-13 | .pdf | Trim | Firecycle Systems & Accessories
446a-b | 032497 | 2” Firecycle III Wet Trim | 1997-06-06 | .pdf | Trim | Firecycle Systems & Accessories | 9830
446a-c | 032497 | 2” Firecycle Multi-Cycle Wet Trim, Angle Style | 2007-02-09 | .pdf | Trim | Firecycle Systems & Accessories
446e-g | 040906 | 2-1/2” and 3" Firecycle Wet Trim, Straight Through | 2007-02-09 | .pdf | Trim | Firecycle Systems & Accessories
447a-b | 032897 | 3”, 4” & 6” Firecycle III Preaction Trim | 1997-06-06 | .pdf | Trim | Firecycle Systems & Accessories | 09821, 09822, 09823
447a-b | 032897 | 3”, 4” & 6” Firecycle III Preaction Trim | 1998-07-06 | .pdf | Trim | Firecycle Systems & Accessories | 09821, 09822, 09823
447a-b | 032897 | 3”, 4” & 6” Firecycle III Preaction Trim | 2000-06-01 | .pdf | Trim | Firecycle Systems & Accessories
447a-b | 032897 | 3”, 4” & 6” Firecycle III Preaction Trim | 2002-08-21 | .pdf | Trim | Firecycle Systems & Accessories
447e-g | 031703 | 4”, 6” & 8” Firecycle III Preaction Trim Straight | 2003-08-13 | .pdf | Trim | Firecycle Systems & Accessories
447e-g | 031703 | 4”, 6” & 8” Firecycle III Preaction Trim | 2006-07-27 | .pdf | Trim | Firecycle Systems & Accessories
448a-b | 032697 | 3”, 4” & 6” Firecycle III DelugeTrim | 1997-06-01 | .pdf | Trim | Firecycle Systems & Accessories | 09826, 09827, 09828
448a-b | 032697 | 3”, 4” & 6” Firecycle III DelugeTrim | 2002-04-22 | .pdf | Trim | Firecycle Systems & Accessories
448e-g | 031803 | 4”, 6” & 8" Firecycle III DelugeTrim | 2003-08-13 | .pdf | Trim | Firecycle Systems & Accessories
449a-b | 032797 | 3”, 4” & 6” Firecycle III Wet Trim | 1997-06-06 | .pdf | Trim | Firecycle Systems & Accessories | 09831, 09832, 09833
449a-b | 032797 | 3”, 4” & 6” Firecycle III Wet Trim | 2002-04-22 | .pdf | Trim | Firecycle Systems & Accessories
449e-g | 031903 | 4”, 6” & 8” Firecycle III Wet Trim | 2003-08-01 | .pdf | Trim | Firecycle Systems & Accessories
449e-g | 031903 | 4”, 6” & 8” Firecycle III Wet Trim, Straight Through | 2007-02-09 | .pdf | Trim | Firecycle Systems & Accessories
451-460 | 111489 | Firecycle II System Design Data | 1989-11-14 | .pdf | System | Firecycle Systems & Accessories
451-460 | - | Firecycle II System Design Data | 1980-12-01 | .pdf | System | Firecycle Systems & Accessories
451-467 | - | Firecycle Installation Data | 1972-04-01 | .pdf | System | Firecycle Systems & Accessories
VEN 65 - 77 | - | VEN Firecycle Sprinkler System | 1977-11-01 | .pdf | System | Firecycle Systems & Accessories
FLOW CONTROL & PRESSURE REG
501 | - | Model G-1 Flow Control Valve | 1972-04-01 | .pdf | Valve | Flow Control & Pressure Reg
507 | - | Model B-1 Position Indicator | 1972-04-01 | .pdf | Device | Flow Control & Pressure Reg
507 | - | Model B-1 Pressure Regulator Valve | 1983-10-01 | .pdf | Device | Flow Control & Pressure Reg | 05504-A
508 | - | Model A-1 Pressure Regulator | 1972-04-01 | .pdf | Device | Flow Control & Pressure Reg
267a-b | 091211 | 3"-8" (DN80-DN200) Vertical Solenoid Operated Flow Control Valve | 2011-09-15 | .pdf | Valve | Flow Control & Pressure Reg | 17354, 17355, 17356, 17357, 17350, 17351, 17352, 17353
268a-b | 091311 | 3"-8" (DN80-DN200) Horizontal Solenoid Operated Flow Control Valve | 2011-09-15 | .pdf | Valve | Flow Control & Pressure Reg | 17363, 17364, 17365, 17366, 17359, 17360, 17361, 17362
500a-d | 050495 | Model H-1 1-1/2” Flow Control Valve | 1996-02-15 | .pdf | Valve | Flow Control & Pressure Reg | 9318
500a-d | 050495 | Model H-1 1-1/2” Flow Control Valve | 1995-12-01 | .pdf | Valve | Flow Control & Pressure Reg
500a-f | 050495 | Model H-1 1-1/2” Flow Control Valve | 1996-08-02 | .pdf | Valve | Flow Control & Pressure Reg | 9318
500a-f | 031897 | Model H-3 1-1/2” Flow Control Valve | 1998-02-01 | .pdf | Valve | Flow Control & Pressure Reg
500a-f | 031897 | Model H-3 1-1/2” Flow Control Valve | 1998-03-24 | .pdf | Valve | Flow Control & Pressure Reg | 9894
500a-f | 031897 | Model H-3 1-1/2” Flow Control Valve | 1998-08-20 | .pdf | Valve | Flow Control & Pressure Reg | 9894
500a-f | 031897 | Model H-3 1-1/2” Flow Control Valve | 2002-10-22 | .pdf | Valve | Flow Control & Pressure Reg
500a-f | 031897 | Model H-3 1-1/2” Flow Control Valve | 2006-02-28 | .pdf | Valve | Flow Control & Pressure Reg
500a-f | 031897 | Model H-3 1-1/2” Flow Control Valve | 2006-10-05 | .pdf | Valve | Flow Control & Pressure Reg
500a-h | 031897 | Model H-3 1-1/2” Flow Control Valve | 2007-11-30 | .pdf | Valve | Flow Control & Pressure Reg
501-502 | - | Models G-1 & G-2 Flow Control Valves | 1974-08-01 | .pdf | Valve | Flow Control & Pressure Reg | 01926, 01928, 01930, 01932
501-502 | - | Model G-2 Flow Control Valve | 1979-08-01 | .pdf | Valve | Flow Control & Pressure Reg | 04342C, 02499C, 02384C, 02316C
501-502 | - | Model G-2 Flow Control Valve | 1982-09-01 | .pdf | Valve | Flow Control & Pressure Reg | 04342C, 02499C, 02384C, 02316C
501-504 | 06402F | Model H-1 Flow Control Valve | 1984-04-01 | .pdf | Valve | Flow Control & Pressure Reg | 05856C, 05914C, 05837C, 05911C, 05841C, 05908C, 05458C
501-504 | 082289 | Model H-1 Flow Control Valve | 1989-08-22 | .pdf | Valve | Flow Control & Pressure Reg
501a-f | 072296 | 2” Model H-1 Flow Control Valve | 1996-08-02 | .pdf | Valve | Flow Control & Pressure Reg | 05856C
501a-f | 072296 | 2” Model H-1 Flow Control Valve | 1998-02-01 | .pdf | Valve | Flow Control & Pressure Reg
501a-f | 072296 | 2” Model H-1 Flow Control Valve | 1998-03-24 | .pdf | Valve | Flow Control & Pressure Reg | 05856C
501a-f | 072296 | 2” Model H-1 Flow Control Valve | 1998-08-20 | .pdf | Valve | Flow Control & Pressure Reg | 05856C
501a-f | 072296 | 2” Model H-1 Flow Control Valve | 2002-10-01 | .pdf | Valve | Flow Control & Pressure Reg
501a-f | 072296 | 2” Model H-1 Flow Control Valve | 2006-02-01 | .pdf | Valve | Flow Control & Pressure Reg
501a-f | 072296 | 2” Model H-1 Flow Control Valve | 2006-08-01 | .pdf | Valve | Flow Control & Pressure Reg
501a-h | 072296 | 2” Model H-1 Flow Control Valve | 2007-11-30 | .pdf | Valve | Flow Control & Pressure Reg
502a-g | 082289 | 3”, 4”, & 6” Model H-1 Flow Control Valve | 1996-08-02 | .pdf | Valve | Flow Control & Pressure Reg | 05837C, 05914C, 05841C, 05911C, 05458C, 05908C
502a-g | 082289 | 3”, 4”, & 6” Model H-1 Flow Control Valve | 1998-03-24 | .pdf | Valve | Flow Control & Pressure Reg | 05837C, 05914C, 05841C, 05911C, 05458C, 05908C
502a-g | 082289 | 3”, 4”, & 6” Model H-1 Flow Control Valve | 1998-08-20 | .pdf | Valve | Flow Control & Pressure Reg | 05837C, 05914C, 05841C, 05911C, 05458C, 05908C
502a-g | 082289 | 3”, 4”, & 6” Model H-1 Flow Control Valve | 1998-02-01 | .pdf | Valve | Flow Control & Pressure Reg
502a-g | 082289 | 3”, 4”, & 6” Model H-1 Flow Control Valve | 2002-10-22 | .pdf | Valve | Flow Control & Pressure Reg | 05837C, 05914C, 05841C, 05911C, 05458C, 05908C
502a-g | 082289 | 3”, 4”, & 6” Model H-1 Flow Control Valve | 2003-08-01 | .pdf | Valve | Flow Control & Pressure Reg
502a-g | 082289 | 3”, 4”, & 6” Model H-1 Flow Control Valve | 2006-02-01 | .pdf | Valve | Flow Control & Pressure Reg
502a-g | 082289 | 3”, 4”, & 6” Model H-1 Flow Control Valve | 2006-08-01 | .pdf | Valve | Flow Control & Pressure Reg
502a-i | 082289 | 3”, 4”, & 6” Model H-1 Flow Control Valve | 2007-11-30 | .pdf | Valve | Flow Control & Pressure Reg
503-506 | - | 2”, 3", 4" & 6" Model G-1 Flow Control Trim Chart | 1972-04-01 | .pdf | Trim | Flow Control & Pressure Reg
503-506 | - | 2”, 3", 4" & 6" Model G-1 Flow Control Trim Chart | 1974-11-01 | .pdf | Trim | Flow Control & Pressure Reg
503-506 | - | 2”, 3", 4" & 6" Model G-1 Flow Control Trim Chart | 1976-09-01 | .pdf | Trim | Flow Control & Pressure Reg
503-506 | - | 2”, 3", 4" & 6" Model G-1 Flow Control Trim Chart | 1978-06-01 | .pdf | Trim | Flow Control & Pressure Reg
503-506 | - | 2”, 3", 4" & 6" Model G-1 Flow Control Trim Chart | 1981-06-01 | .pdf | Trim | Flow Control & Pressure Reg
503a-f | 052500 | 8” Model J-1 Flow Control Valve | 2000-09-11 | .pdf | Valve | Flow Control & Pressure Reg | 11019
503a-f | 052500 | 8” Model J-1 Flow Control Valve | 2002-10-22 | .pdf | Valve | Flow Control & Pressure Reg | 11019
503a-j | 040604 | 1-1/2" H-4 Halar Coated Flow Control Valve | 2007-01-11 | .pdf | Valve | Flow Control & Pressure Reg
503a-j | 040604 | 1-1/2" H-4 Halar Coated Flow Control Valve | 2004-04-13 | .pdf | Valve | Flow Control & Pressure Reg
503a-j | 040604 | 1-1/2" H-4 Halar Coated Flow Control Valve | 2006-04-06 | .pdf | Valve | Flow Control & Pressure Reg
503a-j | 040604 | 1-1/2" H-4 Halar Coated Flow Control Valve | 2007-01-11 | .pdf | Valve | Flow Control & Pressure Reg
503a-j | 040604 | 1-1/2" H-4 Halar Coated Flow Control Valve | 2007-11-30 | .pdf | Valve | Flow Control & Pressure Reg
504a-g | 051700 | 2” - 6” Model H-2 Halar Coated Flow Control Valve | 2003-08-19 | .pdf | Valve | Flow Control & Pressure Reg
504a-g | 051700 | 2” - 6” Model H-2 Halar Coated Flow Control Valve | 2006-04-01 | .pdf | Valve | Flow Control & Pressure Reg
504a-g | 051700 | 2” - 6” Model H-2 Halar Coated Flow Control Valve | 2007-02-01 | .pdf | Valve | Flow Control & Pressure Reg
504a-i | 051700 | 2” - 6” Model H-2 Halar Coated Flow Control Valve | 2000-08-02 | .pdf | Valve | Flow Control & Pressure Reg | 08365Q/B, 08366Q/B, 110207, 08367Q/B, 11208, 08368Q/B, 11209, 08873Q/B, 08874Q/B, 08875Q/B
504a-i | 051700 | 2” - 6” Model H-2 Halar Coated Flow Control Valve | 2002-10-22 | .pdf | Valve | Flow Control & Pressure Reg | 08365Q/B, 08366Q/B, 110207, 08367Q/B, 11208, 08368Q/B, 11209, 08873Q/B, 08874Q/B, 08875Q/B
504a-g | 051700 | 2” - 6” Model H-2 Halar Coated Flow Control Valve | 2007-02-01 | .pdf | Valve | Flow Control & Pressure Reg
504a-k | 051700 | 2” - 6” Model H-2 Halar Coated Flow Control Valve | 2007-11-30 | .pdf | Valve | Flow Control & Pressure Reg
504a-k | 051700 | 2” - 6” Model H-2 Halar Coated Flow Control Valve | 2010-07-30 | .pdf | Valve | Flow Control & Pressure Reg
505-506 | 1098 | 4” & 6" Flow Control Trim Charts | 1974-11-01 | .pdf | Trim | Flow Control & Pressure Reg
505-506 | - | 2” & 3" Flow Control Valve Model H-1 Trim Chart | 1992-09-01 | .pdf | Trim | Flow Control & Pressure Reg | 05967A, 08174, 05969A, 08175
505-508 | - | 2”, 3", 4" & 6" Flow Control Valve Model H-1 Trim Chart | 1985-05-01 | .pdf | Trim | Flow Control & Pressure Reg
505a-f | 040304 | 1-1/2" & 2" Model J-1 Flow Control Valve | 2004-04-03 | .pdf | Valve | Flow Control & Pressure Reg
505a-f | 040304 | 1-1/2" & 2" Model J-1 Flow Control Valve | 2006-04-06 | .pdf | Valve | Flow Control & Pressure Reg
505a-f | 040304 | 1-1/2" & 2" Model J-1 Flow Control Valve | 2006-08-24 | .pdf | Valve | Flow Control & Pressure Reg
505a-h | 040304 | 1-1/2" & 2" Model J-1 Flow Control Valve | 2008-11-30 | .pdf | Valve | Flow Control & Pressure Reg
505a-f | 052600 | 8” Model J-2 Halar Coated Flow Control Valve | 2000-09-12 | .pdf | Valve | Flow Control & Pressure Reg | 11119Q/B
505a-f | 052600 | 8” Model J-2 Halar Coated Flow Control Valve | 2002-10-22 | .pdf | Valve | Flow Control & Pressure Reg | 11119Q/B
505a-h | 040304 | 1-1/2" & 2” Model J-1 Flow Control Valve | 2007-11-30 | .pdf | Valve | Flow Control & Pressure Reg | 12129, 12130, 12684, 12061, 12063, 12688
505a-i | 040304 | 1-1/2" & 2” Model J-1 Flow Control Valve | 2009-02-27 | .pdf | Valve | Flow Control & Pressure Reg | 12129, 12130, 12684, 12061, 12063, 12688
506a-f | 040402 | 4” & 6” Model J-1 Flow Control Valve | 2002-05-01 | .pdf | Valve | Flow Control & Pressure Reg | 11516, 11527
506a-f | 040402 | 4” & 6” Model J-1 Flow Control Valve | 2002-10-22 | .pdf | Valve | Flow Control & Pressure Reg | 11516, 11527
506a-f | 040402 | 3", 4”, 6" & 8” Model J-1 Flow Control Valve | 2004-04-01 | .pdf | Valve | Flow Control & Pressure Reg
506a-g | 040402 | 4”, 6” & 8" Model J-1 Flow Control Valve | 2003-08-01 | .pdf | Valve | Flow Control & Pressure Reg
506a-g | 040402 | 4”, 6” & 8" Model J-1 Flow Control Valve | 2005-06-01 | .pdf | Valve | Flow Control & Pressure Reg | 11019, 11516, 11527, 11912, 11967, 11968, 11969, 11970, 11971, 11973, 11974, 11975, 11981, 11993, 11997, 12001, 12016, 12020, 12024, 12028, 12031, 12405, 12407, 12642, 12731
506a-g | 040402 | 4”, 6” & 8" Model J-1 Flow Control Valve | 2006-04-06 | .pdf | Valve | Flow Control & Pressure Reg | 11019, 11516, 11527, 11912, 11967, 11968, 11969, 11970, 11971, 11973, 11974, 11975, 11981, 11993, 11997, 12001, 12016, 12020, 12024, 12028, 12031, 12405, 12407, 12642, 12731
506a-j | 040402 | 4”, 6” & 8" Model J-1 Flow Control Valve | 2006-08-24 | .pdf | Valve | Flow Control & Pressure Reg | 11019, 11516, 11527, 11912, 11967, 11968, 11969, 11970, 11971, 11973, 11974, 11975, 11981, 11993, 11997, 12001, 12016, 12020, 12024, 12028, 12031, 12405, 12407, 12642, 12731
506a-j | 040402 | 4”, 6” & 8" Model J-1 Flow Control Valve | 2007-03-01 | .pdf | Valve | Flow Control & Pressure Reg | 11019, 11516, 11527, 11912, 11967, 11968, 11969, 11970, 11971, 11973, 11974, 11975, 11981, 11993, 11997, 12001, 12016, 12020, 12024, 12028, 12031, 12405, 12407, 12642, 12731
506a-j | 040402 | 4”, 6” & 8" Model J-1 Flow Control Valve | 2007-11-30 | .pdf | Valve | Flow Control & Pressure Reg | 11019, 11516, 11527, 11912, 11967, 11968, 11969, 11970, 11971, 11973, 11974, 11975, 11981, 11993, 11997, 12001, 12016, 12020, 12024, 12028, 12031, 12405, 12407, 12642, 12731
506a-j | 040402 | 4”, 6” & 8" Model J-1 Flow Control Valve | 2009-02-27 | .pdf | Valve | Flow Control & Pressure Reg | 11019, 11516, 11527, 11912, 11967, 11968, 11969, 11970, 11971, 11973, 11974, 11975, 11981, 11993, 11997, 12001, 12016, 12020, 12024, 12028, 12031, 12405, 12407, 12642, 12731
506a-j | 040402 | 4”, 6” & 8" Model J-1 Flow Control Valve | 2009-12-04 | .pdf | Valve | Flow Control & Pressure Reg | 11019, 11516, 11527, 11912, 11967, 11968, 11969, 11970, 11971, 11973, 11974, 11975, 11981, 11993, 11997, 12001, 12016, 12020, 12024, 12028, 12031, 12405, 12407, 12642, 12731
507-508 | - | Model B-1 Pressure Regulator Valve | 1974-10-01 | .pdf | Device | Flow Control & Pressure Reg | 2658
507-508 | - | 4” & 6" Model H-1 Flow Control Trim Charts | 1984-01-01 | .pdf | Trim | Flow Control & Pressure Reg
507a-f | 040502 | 4” & 6” Model J-2 Halar Coated Flow Control Valve | 2002-05-01 | .pdf | Valve | Flow Control & Pressure Reg | 11517Q/B, 11528Q/B
507a-f | 040502 | 4” & 6” Model J-2 Halar Coated Flow Control Valve | 2002-10-22 | .pdf | Valve | Flow Control & Pressure Reg | 11517Q/B, 11528Q/B
507a-f | 040502 | 4”, 6” & 8" Model J-2 Halar Coated Flow Control Valve | 2003-08-01 | .pdf | Valve | Flow Control & Pressure Reg
507a-h | 040404 | 1-1/2" & 2” Model J-2 Halar Coated Flow Control Valve | 2004-04-03 | .pdf | Valve | Flow Control & Pressure Reg
507a-h | 040404 | 1-1/2" & 2” Model J-2 Halar Coated Flow Control Valve | 2006-04-06 | .pdf | Valve | Flow Control & Pressure Reg
507a-h | 040404 | 1-1/2" & 2” Model J-2 Halar Coated Flow Control Valve | 2006-08-24 | .pdf | Valve | Flow Control & Pressure Reg
507a-f | 040404 | 1-1/2" & 2” Model J-2 Halar Coated Flow Control Valve | 2007-11-30 | .pdf | Valve | Flow Control & Pressure Reg
507a-h | 040404 | 1-1/2" & 2” Model J-2 Halar Coated Flow Control Valve | 2009-02-27 | .pdf | Valve | Flow Control & Pressure Reg
508a-f | 040502 | 3", 4”, 6" & 8” Model J-2 Halar Coated Flow Control Valve | 2004-04-01 | .pdf | Valve | Flow Control & Pressure Reg
508a-f | 040502 | 3", 4”, 6" & 8” Model J-2 Halar Coated Flow Control Valve | 2006-04-06 | .pdf | Valve | Flow Control & Pressure Reg
508a-f | 040502 | 3", 4”, 6" & 8” Model J-2 Halar Coated Flow Control Valve | 2007-02-09 | .pdf | Valve | Flow Control & Pressure Reg
508a-k | 040502 | 3", 4”, 6" & 8” Model J-2 Halar Coated Flow Control Valve | 2007-11-30 | .pdf | Valve | Flow Control & Pressure Reg
508a-k | 040502 | 3", 4”, 6" & 8” Model J-2 Halar Coated Flow Control Valve | 2009-02-27 | .pdf | Valve | Flow Control & Pressure Reg
509-510 | - | System I-101 - Hydraulic | 1972-04-01 | .pdf | System | Flow Control & Pressure Reg
510a-c | 101494 | 1-1/2” Model H Flow Control Valve Conventional Trim Chart | 1995-03-15 | .pdf | Trim | Flow Control & Pressure Reg | 09293, 09294, 09295
510a-c | 101494 | 1-1/2” Model H Flow Control Valve Conventional Trim Chart | 1996-08-02 | .pdf | Trim | Flow Control & Pressure Reg | 09293, 09294, 09295
510a-c | 101494 | 1-1/2” Model H Flow Control Valve Conventional Trim Chart | 1998-02-20 | .pdf | Trim | Flow Control & Pressure Reg | 10260, 10265, 10275
510a-c | 101494 | 1-1/2” Model H Flow Control Valve Conventional Trim Chart | 2002-10-22 | .pdf | Trim | Flow Control & Pressure Reg
510a-c | 101494 | 1-1/2” Model H Flow Control Valve Conventional Trim Chart | 2008-08-01 | .pdf | Trim | Flow Control & Pressure Reg
511a-c | 101594 | 2” Model H Flow Control Valve Conventional Trim Chart | 1995-03-15 | .pdf | Trim | Flow Control & Pressure Reg | 09296, 09297, 09033
511a-c | 101594 | 2” Model H Flow Control Valve Conventional Trim Chart | 1996-08-02 | .pdf | Trim | Flow Control & Pressure Reg | 09296, 09297, 09033
511a-c | 101594 | 2” Model H Flow Control Valve Conventional Trim Chart | 1998-02-20 | .pdf | Trim | Flow Control & Pressure Reg | 10261, 10266, 10276
511a-c | 101594 | 2” Model H Flow Control Valve Conventional Trim Chart | 2002-10-22 | .pdf | Trim | Flow Control & Pressure Reg
511a-c | 101594 | 2” Model H Flow Control Valve Conventional Trim Chart | 2008-08-01 | .pdf | Trim | Flow Control & Pressure Reg
512a-c | 101694 | 3”, 4” & 6” Model H Flow Control Valve Conventional Trim Chart | 1995-03-15 | .pdf | Trim | Flow Control & Pressure Reg | 09299, 09302, 09305, 09300, 09303, 09306, 09034, 09035, 09036
512a-c | 101694 | 3”, 4” & 6” Model H Flow Control Valve Conventional Trim Chart | 1996-08-02 | .pdf | Trim | Flow Control & Pressure Reg | 09299, 09302, 09305, 09300, 09303, 09306, 09034, 09035, 09036
512a-c | 101694 | 3”, 4” & 6” Model H Flow Control Valve Conventional Trim Chart | 1998-02-20 | .pdf | Trim | Flow Control & Pressure Reg | 10262, 10263, 10264, 10267, 10268, 10269, 10277, 10278, 10279
512a-c | 101694 | 3”, 4” & 6” Model H Flow Control Valve Conventional Trim Chart | 2002-10-22 | .pdf | Trim | Flow Control & Pressure Reg
512a-c | 101694 | 3”, 4” & 6” Model H Flow Control Valve Conventional Trim Chart | 2008-08-01 | .pdf | Trim | Flow Control & Pressure Reg
513-514 | - | System I-201 - Hydraulic | 1972-04-01 | .pdf | System | Flow Control & Pressure Reg
513a-c | 060400 | 8” Model J-1 Flow Control Valve Vertical Conventional Trim | 2000-09-11 | .pdf | Trim | Flow Control & Pressure Reg | 11081, 11163
513a-c | 040704 | Model J 1-1/2" and 2" (38 and 50 mm) Flow Control Valve Vertical Conventional Trim | 2004-04-28 | .pdf | Trim | Flow Control & Pressure Reg
513e-g | 060500 | 8” Model J-1 Flow Control Valve Horizontal Conventional Trim | 2000-09-11 | .pdf | Trim | Flow Control & Pressure Reg | 11079, 11162
513e-g | 060500 | 8” Model J-1 Flow Control Valve Horizontal Conventional Trim | 2002-11-01 | .pdf | Trim | Flow Control & Pressure Reg
513e-g | 041004 | 1-1/2” and 2" Model J-1 Flow Control Valve Horizontal Conventional Trim | 2004-04-28 | .pdf | Trim | Flow Control & Pressure Reg
513b | 040704 | 1-1/2” and 2" Model J-1 Flow Control Valve Horizontal Conventional Trim Chart | X-2018 | .pdf | Trim | Flow Control & Pressure Reg | 12418-1, 12418-2
514b | 040804 | 2-1/2” and 3" Model J-1 Flow Control Valve Horizontal Conventional Trim Chart | X-2018 | .pdf | Trim | Flow Control & Pressure Reg | 12306-1, 12306-2
514a-c | 040804 | 3" Model J-1 Flow Control Valve Vertical Conventional Trim | 2004-04-01 | .pdf | Trim | Flow Control & Pressure Reg
514a-c | 073002 | 4” Model J-1 Flow Control Valve Vertical Conventional Trim | 2002-08-01 | .pdf | Trim | Flow Control & Pressure Reg
514a-c | 040804 | 2-1/2" and 3” Model J-1 Flow Control Valve Vertical Conventional Trim | 2005-06-13 | .pdf | Trim | Flow Control & Pressure Reg
514e-g | 073102 | 4” Model J-1 Flow Control Valve Horizontal Conventional Trim | 2002-08-01 | .pdf | Trim | Flow Control & Pressure Reg
514e-g | 040904 | 3" Model J-1 Flow Control Valve Horizontal Conventional Trim | 2004-04-01 | .pdf | Trim | Flow Control & Pressure Reg
514e-g | 040904 | 2-1/2" and 3" Model J-1 Flow Control Valve Horizontal Conventional Trim | 2005-06-13 | .pdf | Trim | Flow Control & Pressure Reg
515-516 | - | System I-202 - Pneumatic | 1972-04-01 | .pdf | System | Flow Control & Pressure Reg
515a-c | 080102 | 6” Model J-1 Flow Control Valve Vertical Conventional Trim | 2002-08-01 | .pdf | Trim | Flow Control & Pressure Reg
515a-c | 073002 | 4” Model J-1 Flow Control Valve Vertical Conventional Trim | 2004-04-28 | .pdf | Trim | Flow Control & Pressure Reg
515e-g | 080202 | 6” Model J-1 Flow Control Valve Horizontal Conventional Trim | 2002-08-01 | .pdf | Trim | Flow Control & Pressure Reg
515e-g | 073102 | 4” Model J-1 Flow Control Valve Horizontal Conventional Trim | 2004-04-28 | .pdf | Trim | Flow Control & Pressure Reg
516a-c | 080102 | 6” Model J-1 Flow Control Valve Vertical Conventional Trim | 2004-04-28 | .pdf | Trim | Flow Control & Pressure Reg
516e-f | 080202 | 6” Model J-1 Flow Control Valve Horizontal Conventional Trim | 2006-04-06 | .pdf | Trim | Flow Control & Pressure Reg
517a-c | 060400 | 8” Model J-1 Flow Control Valve Vertical Conventional Trim | 2004-04-28 | .pdf | Trim | Flow Control & Pressure Reg
517a-c | 060400 | 8” Model J-1 Flow Control Valve Vertical Conventional Trim | 2008-08-01 | .pdf | Trim | Flow Control & Pressure Reg | 14708-1, 14708-2
517e-g | 060500 | 8” Model J-1 Flow Control Valve Horizontal Conventional Trim | 2004-04-28 | .pdf | Trim | Flow Control & Pressure Reg
517e-f | 060500 | 8” Model J-1 Flow Control Valve Horizontal Conventional Trim | 2008-08-01 | .pdf | Trim | Flow Control & Pressure Reg | 14707-1, 14702-2
518a-r | 112102 | TrimPac Flow Control with Electric Release | 2007-06-15 | .pdf | Trim | Flow Control & Pressure Reg
518a-r | 112102 | TrimPac Flow Control with Electric Release | 2008-08-15 | .pdf | Trim | Flow Control & Pressure Reg | 11840-1, 11840-2
518a-r | 112102 | TrimPac Flow Control with Electric Release | 2008-10-24 | .pdf | Trim | Flow Control & Pressure Reg | 11840-1, 11840-2
521a-c | 100894 | Pilot Pressure Regulated Deluge System Controlled by Electric Release | 1994-12-30 | .pdf | System | Flow Control & Pressure Reg
521a-c | 100894 | Pilot Pressure Regulated Deluge System Controlled by Electric Release | 1996-07-08 | .pdf | System | Flow Control & Pressure Reg
521a-c | 100894 | Pilot Pressure Regulated Deluge System Controlled by Electric Release | 1999-10-01 | .pdf | System | Flow Control & Pressure Reg
521a-e | 100894 | Pilot Pressure Regulated Deluge System Controlled by Electric Release | 2005-09-02 | .pdf | System | Flow Control & Pressure Reg
521a-h | 100894 | Pilot Pressure Regulated Deluge System Controlled by Electric Release | 2009-04-17 | .pdf | System | Flow Control & Pressure Reg
522a-c | 122194 | Pilot Pressure Regulated Deluge System Controlled by Pneumatic Release | 1994-12-30 | .pdf | System | Flow Control & Pressure Reg
522a-c | 122194 | Pilot Pressure Regulated Deluge System Controlled by Pneumatic Release | 1996-07-08 | .pdf | System | Flow Control & Pressure Reg
522a-c | 122194 | Pilot Pressure Regulated Deluge System Controlled by Pneumatic Release | 1999-10-01 | .pdf | System | Flow Control & Pressure Reg
522a-e | 122194 | Pilot Pressure Regulated Deluge System Controlled by Pneumatic Release | 2005-09-02 | .pdf | System | Flow Control & Pressure Reg
522a-e | 122194 | Pilot Pressure Regulated Deluge System Controlled by Pneumatic Release | 2009-04-17 | .pdf | System | Flow Control & Pressure Reg
531a-d | 110393 | Model C-1 Pilot Pressure Regulating Valve | 1994-11-30 | .pdf | Device | Flow Control & Pressure Reg | 9201
531a-d | 110393 | Model C-1 Pilot Pressure Regulating Valve | 1995-09-28 | .pdf | Device | Flow Control & Pressure Reg | 9201
531e-j | 100799 | Model C-2 Pilot Pressure Regulating Valve | 2000-08-28 | .pdf | Device | Flow Control & Pressure Reg | 10799
531e-j | 100799 | Model C-2 Pilot Pressure Regulating Valve | 2003-09-01 | .pdf | Device | Flow Control & Pressure Reg
531e-j | 100799 | Model C-2 Pilot Pressure Regulating Valve | 1999-10-01 | .pdf | Device | Flow Control & Pressure Reg
531e-j | 100799 | Model C-2 Pilot Pressure Regulating Valve | 2003-09-11 | .pdf | Device | Flow Control & Pressure Reg
531e-l | 100799 | Model C-2 Pilot Pressure Regulating Valve | 2005-09-02 | .pdf | Device | Flow Control & Pressure Reg
531e-m | 100799 | Model C-2 Pilot Pressure Regulating Valve | 2006-09-14 | .pdf | Device | Flow Control & Pressure Reg
532a-b | 100594 | C-1 Pilot Regulator Trim for Flow Control Valve | 1994-12-14 | .pdf | Trim | Flow Control & Pressure Reg | 09066, 09068, 09067
532a-d | 100594 | C-1 Pilot Regulator Trim for Flow Control Valve | 1996-07-08 | .pdf | Trim | Flow Control & Pressure Reg | 09066, 09068, 09067
532a-d | 100594 | C-1 Pilot Regulator Trim for Flow Control Valve | 1999-10-05 | .pdf | Trim | Flow Control & Pressure Reg
532a-d | 100599 | C-2 Pilot Regulator Trim | 2006-08-31 | .pdf | Trim | Flow Control & Pressure Reg
533a-d | 091794 | Model A-1 Speed Control Assembly | 1994-10-27 | .pdf | Device | Flow Control & Pressure Reg | 8780
533a-d | 091794 | Model A-1 Speed Control Assembly | 2000-03-28 | .pdf | Device | Flow Control & Pressure Reg | 8780
533a-d | 091794 | Model A-1 Speed Control Assembly | 2001-07-23 | .pdf | Device | Flow Control & Pressure Reg
533a-d | 091794 | Model A-1 Speed Control Assembly | 2006-08-01 | .pdf | Device | Flow Control & Pressure Reg
533a-d | 091794 | Model A-1 Speed Control Assembly | 2007-11-30 | .pdf | Device | Flow Control & Pressure Reg
534a-e | 100494 | 2” - 6” Model A-1 Pilot Operated Pressure Control Valve | 1994-11-30 | .pdf | Valve | Flow Control & Pressure Reg | 09252, 09253, 09254, 09255, 09256, 09257, 09258
534a-e | 100494 | 2” - 6” Model A-1 Pilot Operated Pressure Control Valve | 1995-09-28 | .pdf | Valve | Flow Control & Pressure Reg | 09252, 09255, 09256, 09257, 09258
534f-j | 100699 | 2” - 6” Model A-2 Pilot Operated Pressure Control Valve | 2000-01-17 | .pdf | Valve | Flow Control & Pressure Reg | 10793, 10795, 10794, 10807, 10806
534f-j | 100699 | 2” - 6” Pilot Operated Pressure Control Valve | 2001-09-01 | .pdf | Valve | Flow Control & Pressure Reg
534f-j | 100699 | 2” - 6” Pilot Operated Pressure Control Valve | 2003-09-01 | .pdf | Valve | Flow Control & Pressure Reg
534f-j | 100699 | 2” - 6” Pilot Operated Pressure Control Valve | 2005-03-15 | .pdf | Valve | Flow Control & Pressure Reg
534f-o | 100699 | Pilot Operated Pressure Control Valves | 2005-12-12 | .pdf | Valve | Flow Control & Pressure Reg
535a-f | 120208 | Models A-3 and A-4 Pilot Pressure Regulating Valve, Angle Style, Halar Coated | 2008-01-19 | .pdf | Valve | Flow Control & Pressure Reg | 10798, 10802, 10803, 11475, 11476, 11477, 11478, 11559
535a-f | 120208 | Models A-3 and A-4 Pilot Pressure Regulating Valve, Angle Style, Halar Coated | 2009-01-19 | .pdf | Valve | Flow Control & Pressure Reg | 10798, 10802, 10803, 11475, 11476, 11477, 11478, 11559
536a-j | 081805 | Pilot Regulator Trim for Straight Through Valves | 2005-09-02 | .pdf | Valve | Flow Control & Pressure Reg
536a-i | 120308 | Model B-1 Pilot Operated Pressure Regulating Valve (Straight Through Valve, Galvanized Trim) | 2009-01-19 | .pdf | Valve | Flow Control & Pressure Reg | 12774, 12775, 12776, 12777, 12778, 12779, 12780, 12781, 12782, 12783, 12784, 12785, 12786, 12787, 12788, 12789, 12790, 12792, 12793, 12794, 12795, 12796, 12797, 12798, 12799, 12800, 12801, 12802, 12803, 12804, 12805, 12806, 12807, 12791
537a-i | 120408 | Model B-3 and B-4 Pilot Operated Pressure Regulating Valve, Trim for Straight Through Valves, Halar Coated | 2009-01-19 | .pdf | Valve | Flow Control & Pressure Reg | 10804, 10805, 10805FFPN/10/16, 11478FFPN/10/16, 13518, 13519, 13520, 13521, 13522, 13523, 13524, 13525, 13526, 13527, 13528, 13529, 13530, 13531, 13532, 13533, 13534, 13535, 13536, 13537, 13538, 13539, 13540, 13541, 13542, 13543, 13544, 13545
537a-i | 120408 | Model B-3 and B-4 Pilot Operated Pressure Regulating Valve, Trim for Straight Through Valves, Halar Coated | 2009-10-02 | .pdf | Valve | Flow Control & Pressure Reg | 10804, 10805, 10805FFPN/10/16, 11478FFPN/10/16, 13518, 13519, 13520, 13521, 13522, 13523, 13524, 13525, 13526, 13527, 13528, 13529, 13530, 13531, 13532, 13533, 13534, 13535, 13536, 13537, 13538, 13539, 13540, 13541, 13542, 13543, 13544, 13545
540a-c | 011408 | 2" (DN50) Angle Style Conventional Pressure Regulating Preaction Trim | 2008-02-15 | .pdf | Valve | Flow Control & Pressure Reg
540a-c | 011408 | 2" (DN50) Angle Style Conventional Pressure Regulating Preaction Trim | 2008-10-10 | .pdf | Valve | Flow Control & Pressure Reg | 14715-1, 14715-2
540d-f | 011508 | 3" (DN80) Angle Style Conventional Pressure Regulating Preaction Trim | 2008-02-15 | .pdf | Valve | Flow Control & Pressure Reg
540d-f | 011508 | 3" (DN80) Angle Style Conventional Pressure Regulating Preaction Trim | 2008-10-10 | .pdf | Valve | Flow Control & Pressure Reg | 14716-1, 14716-2
540d-f | 011508 | 3" (DN80) Angle Style Conventional Pressure Regulating Preaction Trim | 2009-02-13 | .pdf | Valve | Flow Control & Pressure Reg | 14716-1, 14716-2
540g-i | 011608 | 4" (DN100) Angle Style Conventional Pressure Regulating Preaction Trim | 2008-02-15 | .pdf | Valve | Flow Control & Pressure Reg
540g-i | 011608 | 4" (DN100) Angle Style Conventional Pressure Regulating Preaction Trim | 2008-10-10 | .pdf | Valve | Flow Control & Pressure Reg | 14717-1, 14717-2
540j-l | 011708 | 6" (DN150) Angle Style Conventional Pressure Regulating Preaction Trim | 2008-02-15 | .pdf | Valve | Flow Control & Pressure Reg
540j-l | 011708 | 6" (DN150) Angle Style Conventional Pressure Regulating Preaction Trim | 2008-10-10 | .pdf | Valve | Flow Control & Pressure Reg | 14718-1, 14718-2
541a-c | 011808 | 1-1/2" (DN40) & 2" (DN50) Straight Through Vertical Valve Conventional Pressure Regulating Preaction Trim | 2008-02-15 | .pdf | Valve | Flow Control & Pressure Reg
541a-c | 011808 | 1-1/2" (DN40) & 2" (DN50) Straight Through Vertical Valve Conventional Pressure Regulating Preaction Trim | 2008-10-10 | .pdf | Valve | Flow Control & Pressure Reg | 14746-1, 14746-2
541d-f | 011908 | 2-1/2" (DN65) & 3" (DN80) Straight Through Vertical Valve Conventional Pressure Regulating Preaction Trim | 2008-02-15 | .pdf | Valve | Flow Control & Pressure Reg
541d-f | 011908 | 2-1/2" (DN65) & 3" (DN80) Straight Through Vertical Valve Conventional Pressure Regulating Preaction Trim | 2008-10-10 | .pdf | Valve | Flow Control & Pressure Reg | 14747-1, 14747-2
541g-i | 012008 | 4" (DN100) Straight Through Vertical Valve Conventional Pressure Regulating Preaction Trim | 2008-02-15 | .pdf | Valve | Flow Control & Pressure Reg
541g-i | 012008 | 4" (DN100) Straight Through Vertical Valve Conventional Pressure Regulating Preaction Trim | 2008-10-10 | .pdf | Valve | Flow Control & Pressure Reg | 14748-1, 14748-2
541j-l | 012108 | 6" (DN150) Straight Through Vertical Valve Conventional Pressure Regulating Preaction Trim | 2008-02-15 | .pdf | Valve | Flow Control & Pressure Reg
541j-l | 012108 | 6" (DN150) Straight Through Vertical Valve Conventional Pressure Regulating Preaction Trim | 2008-10-10 | .pdf | Valve | Flow Control & Pressure Reg | 14749-1, 14749-2
541m-o | 012208 | 8" (DN200) Straight Through Vertical Valve Conventional Pressure Regulating Preaction Trim | 2008-02-15 | .pdf | Valve | Flow Control & Pressure Reg
541m-o | 012208 | 8" (DN200) Straight Through Vertical Valve Conventional Pressure Regulating Preaction Trim | 2008-10-10 | .pdf | Valve | Flow Control & Pressure Reg | 14713-1, 14713-2
542a-c | 012308 | 1-1/2" (DN40) & 2" (DN50) Straight Through Horizontal Valve Conventional Pressure Regulating Preaction Trim | 2008-02-15 | .pdf | Valve | Flow Control & Pressure Reg
542a-c | 012308 | 1-1/2" (DN40) & 2" (DN50) Straight Through Horizontal Valve Conventional Pressure Regulating Preaction Trim | 2008-10-10 | .pdf | Valve | Flow Control & Pressure Reg | 14750-1, 14750-2
542d-f | 012408 | 2-1/2" (DN65) & 3" (DN80) Straight Through Horizontal Valve Conventional Pressure Regulating Preaction Trim | 2008-02-15 | .pdf | Valve | Flow Control & Pressure Reg
542d-f | 012408 | 2-1/2" (DN65) & 3" (DN80) Straight Through Horizontal Valve Conventional Pressure Regulating Preaction Trim | 2008-10-10 | .pdf | Valve | Flow Control & Pressure Reg | 14751-1, 14751-2
542g-i | 012508 | 4" (DN100) Straight Through Horizontal Valve Conventional Pressure Regulating Preaction Trim | 2008-02-15 | .pdf | Valve | Flow Control & Pressure Reg
542g-i | 012508 | 4" (DN100) Straight Through Horizontal Valve Conventional Pressure Regulating Preaction Trim | 2008-10-10 | .pdf | Valve | Flow Control & Pressure Reg | 14752-1, 14752-2
542j-l | 012608 | 6" (DN150) Straight Through Horizontal Valve Conventional Pressure Regulating Preaction Trim | 2008-02-15 | .pdf | Valve | Flow Control & Pressure Reg
542j-l | 012608 | 6" (DN150) Straight Through Horizontal Valve Conventional Pressure Regulating Preaction Trim | 2008-10-10 | .pdf | Valve | Flow Control & Pressure Reg | 14753-1, 14753-2
542m-o | 012708 | 8" (DN200) Straight Through Horizontal Valve Conventional Pressure Regulating Preaction Trim | 2008-02-15 | .pdf | Valve | Flow Control & Pressure Reg
542m-o | 012708 | 8" (DN200) Straight Through Horizontal Valve Conventional Pressure Regulating Preaction Trim | 2008-10-10 | .pdf | Valve | Flow Control & Pressure Reg | 14714-1, 14714-2
543a-c | 060108 | Pilot Regulating Trim for 2" (DN50) Model H Flow Control Valve | 2008-07-18 | .pdf | Valve | Flow Control & Pressure Reg | 14764
543a-c | 060108 | Pilot Regulating Trim for 2" (DN50) Model H Flow Control Valve | 2008-10-10 | .pdf | Valve | Flow Control & Pressure Reg | 14764
543a-c | 060108 | Pilot Regulating Trim for 2" (DN50) Model H Flow Control Valve | 2009-02-13 | .pdf | Valve | Flow Control & Pressure Reg | 14764
543d-f | 060208 | Pilot Regulating Trim for 3" (DN80) Model H Flow Control Valve | 2008-07-18 | .pdf | Valve | Flow Control & Pressure Reg | 14765
543d-f | 060208 | Pilot Regulating Trim for 3" (DN80) Model H Flow Control Valve | 2008-10-10 | .pdf | Valve | Flow Control & Pressure Reg | 14765
543d-f | 060208 | Pilot Regulating Trim for 3" (DN80) Model H Flow Control Valve | 2009-02-13 | .pdf | Valve | Flow Control & Pressure Reg | 14765
543g-i | 060308 | Pilot Regulating Trim for 4" (DN100) Model H Flow Control Valve | 2008-07-18 | .pdf | Valve | Flow Control & Pressure Reg | 14766
543g-i | 060308 | Pilot Regulating Trim for 4" (DN100) Model H Flow Control Valve | 2008-10-10 | .pdf | Valve | Flow Control & Pressure Reg | 14766
543g-i | 060308 | Pilot Regulating Trim for 4" (DN100) Model H Flow Control Valve | 2009-02-13 | .pdf | Valve | Flow Control & Pressure Reg | 14766
543j-l | 060408 | Pilot Regulating Trim for 6" (DN150) Model H Flow Control Valve | 2008-07-18 | .pdf | Valve | Flow Control & Pressure Reg | 14767
543j-l | 060408 | Pilot Regulating Trim for 6" (DN150) Model H Flow Control Valve | 2008-10-10 | .pdf | Valve | Flow Control & Pressure Reg | 14767
543j-l | 060408 | Pilot Regulating Trim for 6" (DN150) Model H Flow Control Valve | 2009-02-13 | .pdf | Valve | Flow Control & Pressure Reg | 14767
544a-c | 060508 | Pilot Regulating Trim for 1-1/2" & 2" (DN40 & DN50) Model J Flow Control Valve | 2008-07-18 | .pdf | Valve | Flow Control & Pressure Reg | 14768
544a-c | 060508 | Pilot Regulating Trim for 1-1/2" & 2" (DN40 & DN50) Model J Flow Control Valve | 2008-09-05 | .pdf | Valve | Flow Control & Pressure Reg | 14768
544a-c | 060508 | Pilot Regulating Trim for 1-1/2" & 2" (DN40 & DN50) Model J Flow Control Valve | 2008-10-10 | .pdf | Valve | Flow Control & Pressure Reg | 14768
544a-c | 060508 | Pilot Regulating Trim for 1-1/2" & 2" (DN40 & DN50) Model J Flow Control Valve | 2009-02-13 | .pdf | Valve | Flow Control & Pressure Reg | 14768
544d-f | 060608 | Pilot Regulating Trim for 2-1/2" & 3" (DN65 & DN80) Model J Flow Control Valve | 2008-07-18 | .pdf | Valve | Flow Control & Pressure Reg | 14769
544d-f | 060608 | Pilot Regulating Trim for 2-1/2" & 3" (DN65 & DN80) Model J Flow Control Valve | 2008-10-10 | .pdf | Valve | Flow Control & Pressure Reg | 14769
544d-f | 060608 | Pilot Regulating Trim for 2-1/2" & 3" (DN65 & DN80) Model J Flow Control Valve | 2009-02-13 | .pdf | Valve | Flow Control & Pressure Reg | 14769
544g-i | 060708 | Pilot Regulating Trim for 4" (DN100) Model J Flow Control Valve | 2008-07-18 | .pdf | Valve | Flow Control & Pressure Reg | 14770
544g-i | 060708 | Pilot Regulating Trim for 4" (DN100) Model J Flow Control Valve | 2008-10-10 | .pdf | Valve | Flow Control & Pressure Reg | 14770
544g-i | 060708 | Pilot Regulating Trim for 4" (DN100) Model J Flow Control Valve | 2009-02-13 | .pdf | Valve | Flow Control & Pressure Reg | 14770
544j-l | 060808 | Pilot Regulating Trim for 6" (DN150) Model J Flow Control Valve | 2008-07-18 | .pdf | Valve | Flow Control & Pressure Reg | 14771
544j-l | 060808 | Pilot Regulating Trim for 6" (DN150) Model J Flow Control Valve | 2008-10-10 | .pdf | Valve | Flow Control & Pressure Reg | 14771
544j-l | 060808 | Pilot Regulating Trim for 6" (DN150) Model J Flow Control Valve | 2009-02-13 | .pdf | Valve | Flow Control & Pressure Reg | 14771
544m-o | 060908 | Pilot Regulating Trim for 8" (DN200) Model J Flow Control Valve | 2008-07-18 | .pdf | Valve | Flow Control & Pressure Reg | 14772
544m-o | 060908 | Pilot Regulating Trim for 8" (DN200) Model J Flow Control Valve | 2008-10-10 | .pdf | Valve | Flow Control & Pressure Reg | 14772
544m-o | 060908 | Pilot Regulating Trim for 8" (DN200) Model J Flow Control Valve | 2009-02-13 | .pdf | Valve | Flow Control & Pressure Reg | 14772
F-41-F-44 | - | Model D-Fl Flow Control Valve | 1957-01-01 | .pdf | Valve | Flow Control & Pressure Reg
H-17 | - | Model C-1 & C-2 Pressure Relieving Device | 1969-12-01 | .pdf | Device | Flow Control & Pressure Reg
H-19-H-20 | - | Model B Pressure Relieving Device | 1969-04-01 | .pdf | Device | Flow Control & Pressure Reg
I-19-I-20 | - | Pressure Regulation Data Sheet | 1967-06-01 | .pdf | System | Flow Control & Pressure Reg
O-1-O-4 | - | Model A Dry Pipe Valve | 1957-01-01 | .pdf | Valve | Flow Control & Pressure Reg
VEN 33 - 36 | - | VEN C-3 Pressure Relieving Device | 1977-02-01 | .pdf | Device | Flow Control & Pressure Reg
VEN 54 - 57 | - | VEN Flow Control Valves | 1977-08-01 | .pdf | System | Flow Control & Pressure Reg
VEN 57 - 59 | - | VEN A-1 Pressure Regulating Valve | 1977-09-01 | .pdf | Device | Flow Control & Pressure Reg
VEN 59 - 64 | - | VEN Specialized Fire Protection | 1977-10-01 | .pdf | System | Flow Control & Pressure Reg
MISCELLANEOUS VALVES & ACCESSORIES
NFPA 25-1A |  | NFPA 25 Bulletin | 2003-10-21 | .pdf | Device | Miscellaneous Valves & Accessories
|  | Hydraulic Tables | 1969-03-01 | .pdf | Device | Miscellaneous Valves & Accessories
901-904 |  | Hydraulic Formulas and Tables, Metric Units | 1977-06-01 | .pdf | Device | Miscellaneous Valves & Accessories
901-904 |  | Hydraulic Formulas and Tables, Metric Units | 1982-04-01 | .pdf | Device | Miscellaneous Valves & Accessories
906a-b | 052197 | Water Pressure Gauges | 1997-06-23 | .pdf | Device | Miscellaneous Valves & Accessories | 01934A, 09978, 01124A
906a-b | 052197 | Water Pressure Gauges | 1999-07-01 | .pdf | Device | Miscellaneous Valves & Accessories | 01934A, 09978, 01124A
906a-b | 052197 | Water Pressure Gauges | 2002-03-18 | .pdf | Device | Miscellaneous Valves & Accessories
906a-b | 052197 | Water and Air Pressure Gauges | 2007-01-12 | .pdf | Device | Miscellaneous Valves & Accessories | 01934A, 01124A
906a-b | 052197 | Water and Air Pressure Gauges | 2008-11-14 | .pdf | Device | Miscellaneous Valves & Accessories | 01934A, 01124A
906a-b | 052197 | Water and Air Pressure Gauges | 2011-01-21 | .pdf | Device | Miscellaneous Valves & Accessories | 01934A, 01124A
906a-b | 052197 | Water and Air Pressure Gauges | 2012-05-11 | .pdf | Device | Miscellaneous Valves & Accessories | 01934A, 01124A
907a-b | 081498 | Air Leak Detector | 1999-02-25 | .pdf | Device | Miscellaneous Valves & Accessories | 10530, 10620
VEN 1 - 77 | - | Viking Equipment Narrative (VEN) | 1977-01-01 | .pdf | System | Miscellaneous Valves & Accessories
VEN TOC | - | VEN Table of contents | 1977-01-01 | .pdf | System | Miscellaneous Valves & Accessories
1-2 | SPEC_VIK | Division 15: MECHANICAL, Section 15D: FIRE PROTECTION SYSTEMS | 1990-02-15 | .pdf | System | Miscellaneous Valves & Accessories
| NFPA | NFPA Standards Comparison |  | .pdf | System | Miscellaneous Valves & Accessories
RELEASE TRIM & ACCESSORIES
215 | - | Standby Battery | 1979-08-01 | .pdf | Device | Release Trim & Accessories | 01414A, 01417A, 01412A, 01048A, 04894A, 04895A, 01415A, 01418A, 01413A, 01416A
216 | - | Solenoid Valve | 1979-08-01 | .pdf | Device | Release Trim & Accessories
217 | 121101 | Solenoid Replacement Chart | 2002-03-18 | .pdf | Device | Release Trim & Accessories
233 | - | Model B Deluge Panel, Dehydrator & Release Line Restriction Plug | 1972-04-01 | .pdf | Device | Release Trim & Accessories
235 | - | Model B-1 & B-2 Magnetic Bypass Valve | 1972-04-01 | .pdf | Device | Release Trim & Accessories
237 | - | Model D-3 Diaphragm Bypass Valve | 1972-04-01 | .pdf | Device | Release Trim & Accessories
239 | - | Model C-1 & C-2 Pressure Relieving Device | 1972-04-01 | .pdf | Device | Release Trim & Accessories
245 | - | Millisecond (Infra-Red) Detection System | 1972-04-01 | .pdf | Device | Release Trim & Accessories
- | 102591 | Par-3 Preaction/Deluge Control Panel | 1991-10-24 | .pdf | Device | Release Trim & Accessories | 07907, 07908
- | - | Par-3 User Manual | 1997-06-01 | .pdf | Device | Release Trim & Accessories
- | - | Par-3 User Manual | 1995-03-01 | .pdf | Device | Release Trim & Accessories
- | - | Par-3 User Manual | 1994-05-01 | .pdf | Device | Release Trim & Accessories
- | - | Par-3 User Manual | 1996-11-01 | .pdf | Device | Release Trim & Accessories
- | TB 4017 | Technical Bulletin - Protective Coatings on C-1 Thermostatic Releases | 1971-08-10 | .pdf | Bulletin | Release Trim & Accessories
- | TB 4025 | Technical Bulletin - Model C-1 Thermostatic Release Modifications | 1972-03-01 | .pdf | Bulletin | Release Trim & Accessories
121a-c | 051091 | Microfast Model M Fixed Temperature Release | 1991-07-31 | .pdf | Device | Release Trim & Accessories | 7848
208m-p | 042899 | Release Placement, Closed Structures | 2002-07-15 | .pdf | Device | Release Trim & Accessories
208q-v | 042999 | Release Placement, Open Structures | 2002-07-01 | .pdf | Device | Release Trim & Accessories
Announcement |  | Release Control Panel | 1979-12-10 | .pdf | Device | Release Trim & Accessories | 03986-D
209-211 | - | Model A-1 Release Control Panel | 1979-08-01 | .pdf | Device | Release Trim & Accessories | 03986-D
209-211 | - | Model A-1 Release Control Panel | 1980-05-01 | .pdf | Device | Release Trim & Accessories | 04689-A
209-211 | - | Model A-1 Release Control Panel | 1982-04-01 | .pdf | Device | Release Trim & Accessories | 04689-A
Bulletin |  | Model A-1 Release Control Panel | 1991-05-17 | .pdf | Device | Release Trim & Accessories
210a-f | 063092 | Model B-1 Release Control Panel | 1993-06-21 | .pdf | Device | Release Trim & Accessories | 07907, 07953, 07908
210a-f | 063092 | Model B-1 Release Control Panel | 2000-09-18 | .pdf | Device | Release Trim & Accessories | 07907, 07953, 07908
210a-f | 063092 | Model B-1 Release Control Panel | 2001-12-04 | .pdf | Device | Release Trim & Accessories | 07907, 07953, 07908
211a | 072292 | Par-3 Panel Power Calculations | 1993-06-21 | .pdf | Device | Release Trim & Accessories
211a-b | 072292 | Par-3 Panel Power Calculations | 2000-09-18 | .pdf | Device | Release Trim & Accessories
212a-d | 061789 | Model A-1 Release Control Panel | 1993-06-10 | .pdf | Device | Release Trim & Accessories | 03986D
Announcement |  | Battery Charger/Power Supply | 1979-12-10 | .pdf | Device | Release Trim & Accessories
Announcement |  | Battery Pack | 1979-12-10 | .pdf | Device | Release Trim & Accessories
213-214 | - | Model A-1 Battery Charger/Power Supply | 1979-08-01 | .pdf | Device | Release Trim & Accessories | 03982C, 04362C, 04402C, 04403C, 04363C, 04364C, 04404C, 04405C
215-216 | - | Standby Battery | 1985-12-01 | .pdf | Device | Release Trim & Accessories | 04564A
215-216 | 122188 | Standby Battery | 1988-12-21 | .pdf | Device | Release Trim & Accessories | 04564A
217-218 | 06566F | Solenoid Valve | 1986-02-01 | .pdf | Device | Release Trim & Accessories | 01412A, 04895A, 01048A, 01413A, 01415A
217-218 | 052689 | Solenoid Valve | 1989-05-26 | .pdf | Device | Release Trim & Accessories | 01412A, 04895A
217a-b | 052689 | Solenoid Valve | 1995-03-17 | .pdf | Device | Release Trim & Accessories | 01412A, 07832, 07833, 07830, 07834, 04895A, 07831, 07829
217a-b | 052689 | Solenoid Valve | 1996-03-07 | .pdf | Device | Release Trim & Accessories | 01412A, 07832, 07833, 07830, 07834, 04895A, 07831, 07829
217a-d | 052689 | High-Pressure Solenoid Valve | 1998-07-09 | .pdf | Device | Release Trim & Accessories | 01412A, 07832, 07833, 07830, 07834, 04895A, 07831, 07829
217a-e | 052689 | High-Pressure Solenoid Valve | 1999-04-29 | .pdf | Device | Release Trim & Accessories | 10199
217a-b | 052689 | High-Pressure Solenoid Valve | 2000-08-07 | .pdf | Device | Release Trim & Accessories | 10199, 10738, 10850, 10853
217a-e | 052689 | Solenoid Valves and High Pressure Solenoid Valves | 2000-01-17 | .pdf | Device | Release Trim & Accessories | 10199, 10738, 10850, 10853, 01412A, 07832, 07833, 07830, 07834, 04895A, 07831, 07829
217c-e | 020101 | Solenoid Valve | 2001-02-01 | .pdf | Device | Release Trim & Accessories | 01412A, 07832, 07833, 07830, 07834, 04895A, 07831, 07829
217c-e | 020101 | High-Pressure Solenoid Valve | 2002-05-20 | .pdf | Device | Release Trim & Accessories | 11601, 11602
217c-e | 020101 | High-Pressure Solenoid Valve | 2003-04-18 | .pdf | Device | Release Trim & Accessories
217g-j | 113001 | High-Pressure Solenoid Valve | 2002-03-25 | .pdf | Device | Release Trim & Accessories | 11591, 11592, 11593, 11594, 11595, 11596
226-7a-b | 081699 | Electric Release Module Easy Trim Chart | 2000-01-03 | .pdf | Trim | Release Trim & Accessories | 10830, 10831, 10832, 10809, 10810, 10811
226-7c | 081799 | Electric/Pneumatic Release Module Trim Chart DI with Easy Trim | 2000-01-03 | .pdf | Trim | Release Trim & Accessories | 10838, 10839, 10840
226-7c | 081799 | Electric/Pneumatic Release Module Trim Chart DI with Easy Trim | 2001-03-27 | .pdf | Trim | Release Trim & Accessories | 10838, 10839, 10840
226-7c | 081799 | Electric/Pneumatic Release Module Trim Chart DI with Easy Trim | 2001-08-13 | .pdf | Trim | Release Trim & Accessories | 10838, 10839, 10840
226-7d | 081799 | Pneumatic/Pneumatic Release Module Trim Chart DI with Easy Trim | 2000-01-03 | .pdf | Trim | Release Trim & Accessories | 10842, 10843, 10844
226-7d | 081799 | Pneumatic/Pneumatic Release Module Trim Chart DI with Easy Trim | 2001-03-27 | .pdf | Trim | Release Trim & Accessories | 10842, 10843, 10844
226-7d | 081799 | Pneumatic/Pneumatic Release Module Trim Chart DI with Easy Trim | 2001-08-13 | .pdf | Trim | Release Trim & Accessories | 10842, 10843, 10844
226a-b | 110894 | Electric & Pneumatic Release Module Conventional Trim Chart | 1994-12-09 | .pdf | Trim | Release Trim & Accessories | 09069, 09070
226a-b | 110894 | Electric & Pneumatic Release Module Conventional Trim Chart | 1996-06-27 | .pdf | Trim | Release Trim & Accessories | 09070, 09697, 09698, 09069, 09716, 09717
226a-b | 110894 | Electric & Pneumatic Release Module Conventional Trim Chart | 1997-11-24 | .pdf | Trim | Release Trim & Accessories | 09070, 09697, 09698, 09069, 09716, 09717
226a-b | 110894 | Electric & Pneumatic Release Module Conventional Trim Chart | 1998-08-20 | .pdf | Trim | Release Trim & Accessories | 09070, 09697, 09698, 09069, 09716, 09717
226c-d | 111094 | Release Module Trim Chart for DI Preaction | 1994-12-09 | .pdf | Trim | Release Trim & Accessories | 09314, 09315
226c-d | 111094 | Release Module Trim Chart for Electric/Pneumatic DI Preaction | 1996-06-27 | .pdf | Trim | Release Trim & Accessories | 09314, 09713, 09714, 09315
226c-d | 111094 | Release Module Trim Chart for Electric/Pneumatic DI Preaction | 1998-02-20 | .pdf | Trim | Release Trim & Accessories | 09314, 09713, 09714, 10372, 10376
226c-d | 111094 | Release Module Trim Chart for Electric/Pneumatic DI Preaction | 1998-07-30 | .pdf | Trim | Release Trim & Accessories | 09314, 09713, 09714, 10372, 10376
227-228 | - | Model C Pressure Operated Relief Valve | 1972-04-01 | .pdf | Device | Release Trim & Accessories
227-228 | - | Model C Pressure Operated Relief Valve | 1974-03-01 | .pdf | Device | Release Trim & Accessories | 1941
227-228 | - | Model C Pressure Operated Relief Valve | 1977-06-01 | .pdf | Device | Release Trim & Accessories | 1941A
227-228 | 012589 | Model C-1 Pressure Operated Relief Valve | 1989-01-25 | .pdf | Device | Release Trim & Accessories | 01936C
227a-b | 012589 | Model C-1 Pressure Operated Relief Valve | 1998-07-30 | .pdf | Device | Release Trim & Accessories | 01936C
227a-b | 012589 | Model C-1 Pressure Operated Relief Valve | 2003-04-13 | .pdf | Device | Release Trim & Accessories
228a-b | - | Strainer Orifice Check Valve | 1984-03-01 | .pdf | Device | Release Trim & Accessories | 05376B, 05587B
228a-b | 030489 | Strainer Orifice Check Valve | 1989-07-07 | .pdf | Device | Release Trim & Accessories | 06579B, 06580B
228a-b | 030489 | Model A-2 Strainer Orifice Check Valve | 1993-06-11 | .pdf | Device | Release Trim & Accessories | 06579B
229-230 | - | Model C-2 Automatic Air Compressor | 1972-04-01 | .pdf | Device | Release Trim & Accessories | 1101
229-230 | - | Model C-2 Automatic Air Compressor | 1977-06-01 | .pdf | Device | Release Trim & Accessories | 01101C
229-230 | - | Model C-2 Automatic Air Compressor | 1979-08-01 | .pdf | Device | Release Trim & Accessories | 01101C
229-230 | - | Model D-2 Automatic Air Compressor | 1981-10-01 | .pdf | Device | Release Trim & Accessories | 05004C
229-230 | - | Model D-2 Automatic Air Compressor | 1983-02-01 | .pdf | Device | Release Trim & Accessories | 05004C
233-234 | - | Model B-1 Deluge Panel | 1974-05-01 | .pdf | Device | Release Trim & Accessories | 1330
233-234 | - | Model B-1 Deluge Panel | 1977-06-01 | .pdf | Device | Release Trim & Accessories | 01330A
233-234 | - | Model B-1 Deluge Panel | 1983-04-01 | .pdf | Device | Release Trim & Accessories | 01287C
233-234 | - | Model B-2 Deluge Panel | 1984-01-01 | .pdf | Device | Release Trim & Accessories | 01287C
233a-b | 020790 | Model A-1 Release Line Air Supply Assembly | 1992-02-26 | .pdf | Device | Release Trim & Accessories | 7402
233a-b | 020790 | Model A-1 Release Line Air Supply Assembly | 1997-03-24 | .pdf | Device | Release Trim & Accessories | 7402
233a-b | 020790 | Model A-1 Release Line Air Supply Assembly | 1999-08-19 | .pdf | Device | Release Trim & Accessories | 7402
233a-b | 020790 | Model A-1 Release Line Air Supply Assembly | 2002-03-01 | .pdf | Device | Release Trim & Accessories
234a-c | 102991 | Release Line Air Supply (Explosion Proof/Watertight) | 1992-02-01 | .pdf | Device | Release Trim & Accessories
234a-c | 102991 | Release Line Air Supply (Explosion Proof/Watertight) | 1999-07-07 | .pdf | Device | Release Trim & Accessories | 01286A
234a-c | 102991 | Release Line Air Supply Assembly (Explosion Proof/ Watertight) | 2000-01-13 | .pdf | Device | Release Trim & Accessories | 01286A
234a-c | 102991 | Release Line Air Supply Assembly (Explosion Proof/ Watertight) | 2002-03-18 | .pdf | Device | Release Trim & Accessories | 01286A
235 | - | Model B-1 & B-2 Magnetic Bypass Valve | 1972-04-01 | .pdf | Device | Release Trim & Accessories
235-236 | - | Model B-1 & B-2 Magnetic Bypass Valve | 1974-04-01 | .pdf | Device | Release Trim & Accessories
235-236 | - | Model B-1 & B-2 Magnetic Bypass Valve | 1974-06-01 | .pdf | Device | Release Trim & Accessories | 02321, 02322, 02323, 02324, 02325, 02326, 02327, 02328
235-236 | - | Model B-1 & B-2 Magnetic Bypass Valve | 1977-07-01 | .pdf | Device | Release Trim & Accessories | 02321A, 02322A, 02323A, 02324A, 02325A, 02326A, 02327A, 02328A
237 | - | Model D-3 Diaphragm Bypass Valve | 1972-04-01 | .pdf | Device | Release Trim & Accessories
237-238 | - | Model E-1 Diaphragm Bypass | 1972-12-01 | .pdf | Device | Release Trim & Accessories | 2394
237-238 | - | Model E-1 Diaphragm Bypass | 1982-04-01 | .pdf | Device | Release Trim & Accessories | 02014C
237-238 | - | Model F-1 Pneumatic Actuator | 1984-03-01 | .pdf | Device | Release Trim & Accessories | 04743B
237-238 | 06327f | Model H-1 Pneumatic Actuator | 1986-09-01 | .pdf | Device | Release Trim & Accessories | 06459B
237-238 | 072589 | Model H-1 Pneumatic Actuator | 1989-07-25 | .pdf | Device | Release Trim & Accessories | 06459B
237a-b | 072589 | Model H-1 & R-1 Pneumatic Actuator | 1998-07-09 | .pdf | Device | Release Trim & Accessories | 06459B, 09733
237a-b | 072589 | Model H-1 & R-1 Pneumatic Actuator | 1998-08-20 | .pdf | Device | Release Trim & Accessories | 06459B, 09733
279a-b | 072589 | Model H-1 & R-1 Pneumatic Actuator | 2003-04-18 | .pdf | Device | Release Trim & Accessories | 06459B, 09733
279a-c | 072589 | Model H-1 & R-1 Pneumatic Actuator | 2007-11-30 | .pdf | Device | Release Trim & Accessories | 06459B, 09733
238a-b | 062299 | Model A-1 & A-2 Prime/Priming Shut-Off Valve (PSOV) | 1999-07-01 | .pdf | Device | Release Trim & Accessories | 10723, 10724
238a-b | 062299 | Model A-1 & A-2Prime/Priming Shut-Off Valve (PSOV) | 2001-07-23 | .pdf | Device | Release Trim & Accessories | 10723, 10724
239-240 | - | Model C-3 Pressure Relieving Device | 1976-07-01 | .pdf | Device | Release Trim & Accessories | 2854
239-240 | - | Model C-3 Pressure Relieving Device | 1977-06-01 | .pdf | Device | Release Trim & Accessories | 02854A
239-240 | - | Model C-3 Pressure Relieving Device | 1983-02-01 | .pdf | Device | Release Trim & Accessories | 03354C
239a-d | 042392 | Model A-1 Pressure Operated Shut Off Valve | 1992-05-03 | .pdf | Device | Release Trim & Accessories | 8065
239a-d | 042392 | Model B-1 Pressure Operated Shut Off Valve | 1992-08-25 | .pdf | Device | Release Trim & Accessories | 8137
239a-d | 042392 | Model B-1 Pressure Operated Shut Off Valve | 1993-06-11 | .pdf | Device | Release Trim & Accessories | 8137
241-241c | 053189 | Model C-1 Thermostatic Release | 1989-07-25 | .pdf | Device | Release Trim & Accessories | 01432C
241-242 | - | Model C-1 Thermostatic Release | 1972-04-01 | .pdf | Device | Release Trim & Accessories
241-242 | - | Model C-1 Thermostatic Release | 1972-10-01 | .pdf | Device | Release Trim & Accessories | 1432
241-242 | - | Model C-1 Thermostatic Release | 1977-07-01 | .pdf | Device | Release Trim & Accessories | 01472A
241-242 | - | Model C-1 Thermostatic Release | 1979-02-01 | .pdf | Device | Release Trim & Accessories | 01472A
241-242 | - | Model C-1 Thermostatic Release | 1982-04-01 | .pdf | Device | Release Trim & Accessories | 01472A
241-242 | - | Model C-1 Thermostatic Release | 1983-06-01 | .pdf | Device | Release Trim & Accessories | 01432C
241a-d | 053189 | Model C-1 Thermostatic Release | 1995-03-15 | .pdf | Device | Release Trim & Accessories | 01432C, 05006A
241a-d | 053189 | Model C-1 Thermostatic Release | 1999-04-29 | .pdf | Device | Release Trim & Accessories | 01432C, 05006A
241a-d | 053189 | Model C-1 Thermostatic Release | 2002-03-15 | .pdf | Device | Release Trim & Accessories
241e-h | 060189 | Model C-2 Thermostatic Release | 1995-03-15 | .pdf | Device | Release Trim & Accessories | 03991C
241e-h | 060189 | Model C-2 Thermostatic Release | 1999-01-25 | .pdf | Device | Release Trim & Accessories | 03991C, 10367
241e-h | 060189 | Model C-2 Thermostatic Release | 1999-04-29 | .pdf | Device | Release Trim & Accessories | 03991C, 10367
241e-h | 060189 | Model C-2 Thermostatic Release | 2002-03-15 | .pdf | Device | Release Trim & Accessories | 03991C, 10367
242a | 032595 | Thermostatic Release Accessories | 1995-03-25 | .pdf | Device | Release Trim & Accessories | 02944A, 01714A
242a | 032595 | Thermostatic Release Accessories | 1996-03-14 | .pdf | Device | Release Trim & Accessories | 02944A, 01714A
242a | 032595 | Thermostatic Release Accessories | 2000-01-13 | .pdf | Device | Release Trim & Accessories | 02944A, 01714A
242a-b | - | C-1 Thermostatic Release Weather Hood | 1973-05-01 | .pdf | Device | Release Trim & Accessories
242b | TB 4043 | Technical Bulletin for C-1 Thermostatic Release Systems using Bottled Gas | 1975-01-01 | .pdf | Bulletin | Release Trim & Accessories
242c-d | 070802 | C-1 Thermostatic Release Weather Hood | 1995-03-25 | .pdf | Device | Release Trim & Accessories
243-244 | - | Model C-1 Emergency Release | 1972-04-01 | .pdf | Device | Release Trim & Accessories | 1553
243-244 | - | Model C-1 Emergency Release | 1982-09-01 | .pdf | Device | Release Trim & Accessories | 01553C
243a-b | 101989 | Model C-1 Emergency Release | 1993-11-09 | .pdf | Device | Release Trim & Accessories | 01553C
243a-b | 101989 | Model C-2 & C-3 Emergency Release | 1998-07-20 | .pdf | Device | Release Trim & Accessories | 09387, 09734
243a-b | 101989 | Model C-1, C-2, & C-3 Emergency Release | 1998-09-30 | .pdf | Device | Release Trim & Accessories | 01553C, 09387, 09734
243a-b | 101989 | Model C-1, C-2, & C-3 Emergency Release | 2000-03-28 | .pdf | Device | Release Trim & Accessories | 01553C, 09387, 09734
245-245c | - | Model C-2 Thermostatic Release | 1981-08-01 | .pdf | Device | Release Trim & Accessories | 03998A
245a-d | 060189 | Model C-2 Thermostatic Release | 1989-06-01 | .pdf | Device | Release Trim & Accessories | 03998A
246a-c | 051091 | Microfast Model M Fixed Temperature Release | 1992-02-24 | .pdf | Device | Release Trim & Accessories | 7848
246a-c | 051091 | Microfast Model M Fixed Temperature Release | 1998-07-16 | .pdf | Device | Release Trim & Accessories | 7848
246a-c | 051091 | MicrofastHP Fixed Temperature Release | 2000-11-01 | .pdf | Device | Release Trim & Accessories | 07848, VK800
246a-c | 051091 | MicrofastHP Fixed Temperature Release | 2003-04-01 | .pdf | Device | Release Trim & Accessories
247-248 | - | Model B Release Line Accelerator | 1973-10-01 | .pdf | Device | Release Trim & Accessories
247-248 | - | Model B-1 Release Line Accelerator | 1977-06-01 | .pdf | Device | Release Trim & Accessories | 03220A
268a-b | 111094 | Release Module Trim Chart for DI Preaction | 2003-04-18 | .pdf | Trim | Release Trim & Accessories
269-277 | - | Release Placement - Closed/Open Structures | 1977-06-01 | .pdf | Device | Release Trim & Accessories
269a-d | 042899 | Release Placement - Closed Structures | 1999-06-21 | .pdf | Device | Release Trim & Accessories
207a-d | 042899 | Release Placement - Closed Structures | 2003-04-18 | .pdf | Device | Release Trim & Accessories
270a-b | 042999 | Release Placement - Open Structures | 1999-06-01 | .pdf | Device | Release Trim & Accessories
207g-l | 042999 | Release Placement - Open Structures | 2003-04-18 | .pdf | Device | Release Trim & Accessories
270a-f | 063092 | Model B-1 Release Control Panel | 2003-04-18 | .pdf | Device | Release Trim & Accessories | 07907, 07953, 07908
270a-f | 063092 | Model B-1 Release Control Panel | 2004-01-05 | .pdf | Device | Release Trim & Accessories | 07907, 07953, 07908
270a-f | 063092 | Model B-1 Release Control Panel | 2006-08-01 | .pdf | Device | Release Trim & Accessories
270a-h | 063092 | Model B-1 Release Control Panel | 2007-01-12 | .pdf | Device | Release Trim & Accessories
271a-b | 072292 | Par-3 Panel Power Calculations | 2003-04-01 | .pdf | Device | Release Trim & Accessories
271a-b | 072292 | Par-3 Panel Power Calculations | 2005-12-14 | .pdf | Device | Release Trim & Accessories
272a | 121101 | Solenoid Valve Replacement Chart | 2003-04-18 | .pdf | Device | Release Trim & Accessories
273a-c | 020101 | High Pressure Solenoid Valve | 2003-04-18 | .pdf | Device | Release Trim & Accessories
273a-c | 020101 | High Pressure Solenoid Valve | 2005-12-14 | .pdf | Device | Release Trim & Accessories
273a-c | 020101 | High Pressure Solenoid Valve | 2006-09-07 | .pdf | Device | Release Trim & Accessories
273a-c | 020101 | High Pressure Solenoid Valve | 2007-01-19 | .pdf | Device | Release Trim & Accessories
273a-c | 020101 | High Pressure Solenoid Valve | 2007-09-05 | .pdf | Device | Release Trim & Accessories
273a-c | 020101 | High Pressure Solenoid Valve | 2012-02-17 | .pdf | Device | Release Trim & Accessories
273a-c | 020101 | High Pressure Solenoid Valve | 2012-08-26 | .pdf | Device | Release Trim & Accessories
273a-c | 020101 | High Pressure Solenoid Valve | 2013-04-18 | .pdf | Device | Release Trim & Accessories
274a-d | 113001 | High Pressure Solenoid Valve | 2003-04-18 | .pdf | Device | Release Trim & Accessories
274a-c | 113001 | High Pressure Solenoid Valve | 2006-10-19 | .pdf | Device | Release Trim & Accessories
275a-b | 012589 | PORV | 2006-02-23 | .pdf | Device | Release Trim & Accessories
275a-b | 012589 | PORV | 2006-03-30 | .pdf | Device | Release Trim & Accessories
275a-b | 012589 | PORV | 2006-08-17 | .pdf | Device | Release Trim & Accessories
275a-b | 012589 | PORV | 2007-11-30 | .pdf | Device | Release Trim & Accessories
275a-b | 012589 | PORV | 2008-04-04 | .pdf | Device | Release Trim & Accessories
275a-b | 012589 | Model C-1 Pressure Operated Relief Valve (PORV) | 2009-07-31 | .pdf | Device | Release Trim & Accessories
275a-b | 012589 | Model C-1 Pressure Operated Relief Valve (PORV) | 2010-04-23 | .pdf | Device | Release Trim & Accessories
276a-b | 042089 | Dehydrator | 1999-07-07 | .pdf | Device | Release Trim & Accessories
276a-b | 042089 | Dehydrator | 2001-05-02 | .pdf | Device | Release Trim & Accessories
276a-b | 042089 | Dehydrator | 2003-04-18 | .pdf | Device | Release Trim & Accessories
276a-b | 042089 | Dehydrator | 2006-02-23 | .pdf | Device | Release Trim & Accessories
276a-b | 042089 | Dehydrator | 2006-08-24 | .pdf | Device | Release Trim & Accessories
277a-b | 020790 | Model A-1 Release Line Air Supply Assembly | 2003-04-18 | .pdf | Device | Release Trim & Accessories
277a | 020790 | Restriction Assembly | 2008-10-10 | .pdf | Device | Release Trim & Accessories | 02902b
278a-c | 102991 | Release Line Air Supply Assembly (Explosion-Proof/Watertight) | 2003-04-18 | .pdf | Device | Release Trim & Accessories
278a-c | 102991 | Release Line Air Supply Assembly (Explosion-Proof/Watertight) | 2007-11-02 | .pdf | Device | Release Trim & Accessories
278a-c | 102991 | Release Line Air Supply Assembly (Explosion-Proof/Watertight) | 2009-04-17 | .pdf | Device | Release Trim & Accessories
279a-b | 072589 | Model H-1 & R-1 Pneumatic Actuator | 2003-04-18 | .pdf | Device | Release Trim & Accessories
279a-b | 072589 | Model H-1 & R-1 Pneumatic Actuator | 2004-06-29 | .pdf | Device | Release Trim & Accessories
279a-b | 072589 | Model H-1 & R-1 Pneumatic Actuator | 2006-03-01 | .pdf | Device | Release Trim & Accessories | 06459B, 09733
279a-b | 072589 | Model H-1 & R-1 Pneumatic Actuator | 2006-08-17 | .pdf | Device | Release Trim & Accessories | 06459B, 09733
279a-b | 072589 | Model H-1 & R-1 Pneumatic Actuator | 2007-11-30 | .pdf | Device | Release Trim & Accessories | 06459B, 09733
238a-b | 062299 | Model A-1 & A-2 Priming Shut-Off Valve | 2001-07-23 | .pdf | Device | Release Trim & Accessories
280a-b | 062299 | Model A-1 & A-2 Priming Shut-Off Valve | 2003-04-18 | .pdf | Device | Release Trim & Accessories
280a-b | 062299 | Model A-1 & A-2 Priming Shut-Off Valve | 2006-08-17 | .pdf | Device | Release Trim & Accessories
281a-d | 053189 | Model C-1 Thermostatic Release | 2003-04-18 | .pdf | Device | Release Trim & Accessories
281a-e | 053189 | Model C-1 Thermostatic Release | 2006-08-17 | .pdf | Device | Release Trim & Accessories
281a-e | 053189 | Model C-1 Thermostatic Release | 2007-11-30 | .pdf | Device | Release Trim & Accessories
281a-e | 053189 | Model C-1 Thermostatic Release | 2008-04-04 | .pdf | Device | Release Trim & Accessories
281a-e | 053189 | Model C-1 Thermostatic Release | 2008-10-10 | .pdf | Device | Release Trim & Accessories | 01432C, 05006A
282a-d | 060189 | Model C-2 Thermostatic Release | 2003-04-18 | .pdf | Device | Release Trim & Accessories
282a-e | 060189 | Model C-2 Thermostatic Release | 2006-08-17 | .pdf | Device | Release Trim & Accessories
282a-e | 060189 | Model C-2 Thermostatic Release | 2007-11-30 | .pdf | Device | Release Trim & Accessories
282a-e | 060189 | Model C-2 Thermostatic Release | 2008-04-04 | .pdf | Device | Release Trim & Accessories
282a-e | 060189 | Model C-2 Thermostatic Release | 2009-12-04 | .pdf | Device | Release Trim & Accessories | 03991C, 10367
283a-b | 032595 | Thermostatic Release Accessories | 2003-04-18 | .pdf | Device | Release Trim & Accessories
283a | 032595 | Thermostatic Release Accessories | 2004-02-10 | .pdf | Device | Release Trim & Accessories
283a | 032595 | Thermostatic Release Accessories | 2008-10-10 | .pdf | Device | Release Trim & Accessories | 02944A, 01714A, 09574, 09575, 09576, 09577, 09578, 09579, 09580, 09581, 09582, 09583, 09584
284a-b | 070802 | Thermostatic Release Weather Hood Plan | 1995-03-25 | .pdf | Device | Release Trim & Accessories
284a-b | 070802 | Thermostatic Release Weather Hood Plan | 2003-04-18 | .pdf | Device | Release Trim & Accessories
285a-b | 101989 | Emergency Release | 2003-04-01 | .pdf | Device | Release Trim & Accessories
285a-c | 101989 | Emergency Release | 2006-08-17 | .pdf | Device | Release Trim & Accessories
285a-c | 101989 | Emergency Release | 2007-01-19 | .pdf | Device | Release Trim & Accessories
286a-c | 051091 | Fixed Temperature Release | 2004-03-19 | .pdf | Device | Release Trim & Accessories
286a-c | 051091 | Fixed Temperature Release | 2007-06-15 | .pdf | Device | Release Trim & Accessories
287a-b | 012207 | Pressure Operated Relief Valve (PORV) Models D-1 and D-2 | 2007-03-02 | .pdf | Device | Release Trim & Accessories | 13598, 13858
287a-b | 012207 | Pressure Operated Relief Valve (PORV) Models D-1 and D-2 | 2007-07-06 | .pdf | Device | Release Trim & Accessories | 13598, 13858
287a-b | 012207 | Pressure Operated Relief Valve (PORV) Models D-1 and D-2 | 2007-11-30 | .pdf | Device | Release Trim & Accessories | 13598, 13858
287a-b | 012207 | Pressure Operated Relief Valve (PORV) Models D-1 and D-2 | 2008-09-12 | .pdf | Device | Release Trim & Accessories | 13598, 13858
287a-b | 012207 | Pressure Operated Relief Valve (PORV) Models D-1 and D-2 | 2010-01-15 | .pdf | Device | Release Trim & Accessories | 13598, 13858
287a-b | 012207 | Pressure Operated Relief Valve (PORV) Models D-1 and D-2 | 2010-11-05 | .pdf | Device | Release Trim & Accessories | 13598, 13858
287e-f | 022211 | Pressure Operated Relief Valve (PORV) Models D-3 and D-4 | 2011-02-25 | .pdf | Device | Release Trim & Accessories | 16970, 16971
288a-c | 121307 | Pressure Operated Relief Valve (PORV) Upgrade Kit Model C-1 to D-1/D-2 | 2008-01-18 | .pdf | Device | Release Trim & Accessories
290a-h | 041307 | VFR-400 Multi-Hazard Release Control Panel | 2008-02-22 | .pdf | Device | Release Trim & Accessories
290a-h | 041307 | VFR-400 Multi-Hazard Release Control Panel | 2008-08-01 | .pdf | Device | Release Trim & Accessories | 14152
290a-h | 041307 | VFR-400 Multi-Hazard Release Control Panel | 2008-10-10 | .pdf | Device | Release Trim & Accessories | 14152
290a-h | 041307 | VFR-400 Multi-Hazard Release Control Panel | 2009-01-19 | .pdf | Device | Release Trim & Accessories | 14152
290a-h | 041307 | VFR-400 Multi-Hazard Release Control Panel | 2011-04-01 | .pdf | Device | Release Trim & Accessories | 14152, 14152-1
290a-h | 041307 | VFR-400 Multi-Hazard Release Control Panel | 2012-01-27 | .pdf | Device | Release Trim & Accessories | 14152, 14152-1
290a-h | 041307 | VFR-400 Multi-Hazard Release Control Panel | 2013-05-03 | .pdf | Device | Release Trim & Accessories | 14152, 14152-1
290a-h | 041307 | VFR-400 Multi-Hazard Release Control Panel | 2013-11-25 | .pdf | Device | Release Trim & Accessories | 14152, 14152-1
270a-h | 063092 | Model B-1 Release Control Panel | 2007-01-12 | .pdf | Device | Release Trim & Accessories
F-27 | - | Air Compressor Unit | 1957-01-01 | .pdf | Device | Release Trim & Accessories
F-28 | - | Deluge Panel | 1957-01-01 | .pdf | Device | Release Trim & Accessories
F-29 | - | Diaphragm Relief Valve | 1957-01-01 | .pdf | Device | Release Trim & Accessories
F-30 | - | Release Line Accelerator | 1957-01-01 | .pdf | Device | Release Trim & Accessories
F-31 | - | Emergency Trip Valve | 1957-01-01 | .pdf | Device | Release Trim & Accessories
F-32 | - | Model A Remote Control | 1957-01-01 | .pdf | Device | Release Trim & Accessories
F-33 | - | Model B Remote Control | 1957-01-01 | .pdf | Device | Release Trim & Accessories
F-34 | - | Magnetic Bypass Valve for use on Electric Release | 1957-01-01 | .pdf | Device | Release Trim & Accessories
F-35 | - | Dehydrator for Model B Release Systems | 1957-01-01 | .pdf | Device | Release Trim & Accessories
F-36 | - | Type B Release Line Hanger | 1957-01-01 | .pdf | Device | Release Trim & Accessories
F-37 | - | Model A & B Drop Weight Release | 1957-01-01 | .pdf | Device | Release Trim & Accessories
F-3-F-7 | - | Model A & B Thermostatic Release | 1957-01-01 | .pdf | Device | Release Trim & Accessories
F-7-F-8 | - | Model A-4 & A-5 Thermostatic Releases | 1961-01-01 | .pdf | Device | Release Trim & Accessories
G-7 | - | Model C1 Release | 1967-04-01 | .pdf | Device | Release Trim & Accessories
G-10 - G-11 | - | Model A & B-2 Remote Control | 1966-10-01 | .pdf | Device | Release Trim & Accessories
G-11 | - | Model B-2 Remote Control | 1970-12-01 | .pdf | Device | Release Trim & Accessories
G-12 | - | Millisecond Optical (Infra-Red) Detection System | 1966-10-01 | .pdf | Device | Release Trim & Accessories
G-1 - G-8 | - | Model A & B Thermostatic Release | 1966-10-01 | .pdf | Device | Release Trim & Accessories
G-9 | - | Model B-1 & B-2 Emergency Trip Valve | 1966-10-01 | .pdf | Device | Release Trim & Accessories
G-8 | - | Model C1 Release Setting Instructions and Operation Indicator | 1969-12-01 | .pdf | Device | Release Trim & Accessories
G-9a - G-10a | - | Model C-1 Emergency Release | 1970-10-01 | .pdf | Device | Release Trim & Accessories
H-10 | - | Model A & B Automatic Air Compressor | 1966-10-01 | .pdf | Device | Release Trim & Accessories
H-10 - H-11 | - | Model C-2 Automatic Air Compressor | 1971-12-01 | .pdf | Device | Release Trim & Accessories | 1101
H-11 | - | Model A Deluge Panel | 1966-10-01 | .pdf | Device | Release Trim & Accessories
H-12 | - | Model C Air Compressor Unit | 1966-10-01 | .pdf | Device | Release Trim & Accessories
H-13 | - | Model B Deluge Panel | 1966-10-01 | .pdf | Device | Release Trim & Accessories
H-13 | - | Model B Dehydrator & Release Line Restriction Plug | 1966-10-01 | .pdf | Device | Release Trim & Accessories
H-13 - H-14 | - | Dehydrator | 1971-07-01 | .pdf | Device | Release Trim & Accessories | 1126
H-14 | - | Model A-1 & A-2 Magnetic Bypass Valve | 1966-10-01 | .pdf | Device | Release Trim & Accessories
H-15 | - | Model B-1 & B-2 Magnetic Bypass Valve | 1966-10-01 | .pdf | Device | Release Trim & Accessories
H-16 | - | Diaphragm Bypass | 1969-06-01 | .pdf | Device | Release Trim & Accessories
H-1 - H-4 | - | Rate of Rise and Fixed Temperature Fire Door Release | 1957-01-01 | .pdf | Device | Release Trim & Accessories
H-5 | - | Model C-1 Pressure Operated Relief Valve | 1966-10-01 | .pdf | Device | Release Trim & Accessories
H-6 | - | Model B & Model D-2 Diaphragm Bypass Valve | 1966-10-01 | .pdf | Device | Release Trim & Accessories
H-6 - H-7 | - | Model B & Model D-2 Diaphragm Bypass Valve and Model A Diaphragm Relief Valve | 1969-04-01 | .pdf | Device | Release Trim & Accessories
H-7 | - | Model A Diaphragm Relief Valve | 1966-10-01 | .pdf | Device | Release Trim & Accessories
H-7 | - | Model A Restricted Orifice Assembly | 1966-10-01 | .pdf | Device | Release Trim & Accessories
H-8 | - | Model B Release Line Accelerator | 1966-10-01 | .pdf | Device | Release Trim & Accessories
H-9 | - | Model B Pressure Relieving Device | 1966-10-01 | .pdf | Device | Release Trim & Accessories
H-9 | - | Model B Pressure Relieving Device | 1969-04-01 | .pdf | Device | Release Trim & Accessories
VEN 26 - 30 | - | VEN C-1 Release | 1977-01-01 | .pdf | Device | Release Trim & Accessories
VEN 30 - 33 | - | VEN PORV | 1977-01-01 | .pdf | Device | Release Trim & Accessories
VEN 36 - 38 | - | VEN E-1 Diaphragm Bypass | 1977-03-01 | .pdf | Device | Release Trim & Accessories
VEN 39 - 41 | - | VEN Air Supply | 1977-04-01 | .pdf | System | Release Trim & Accessories
VEN 41 - 42 | - | VEN Magnetic Bypass | 1977-05-01 | .pdf | Device | Release Trim & Accessories
MULTI JET CONTROLS
35a-f | 102010 | Multi Jet Control (MJC) Heat or Electrically Activated with 3 mm or 5 mm glass bulb | 2011-05-25 | .pdf | MJC | Multi Jet Controls | 16753, 16992, 16757, 16994, 16751, 16991, 16755, 16993
35a-f | 102010 | Multi Jet Control (MJC) Heat or Electrically Activated with 3 mm or 5 mm glass bulb | 2011-08-12 | .pdf | MJC | Multi Jet Controls | 16753, 16992, 16757, 16994, 16751, 16991, 16755, 16993
35a-f | 102010 | Multi Jet Control (MJC) Heat or Electrically Activated with 3 mm or 5 mm glass bulb | 2012-02-03 | .pdf | MJC | Multi Jet Controls | 16753, 16992, 16757, 16994, 16751, 16991, 16755, 16993
35a-f | 102010 | Multi Jet Control (MJC) Heat or Electrically Activated with 3 mm or 5 mm glass bulb | 2012-07-26 | .pdf | MJC | Multi Jet Controls | 16992, 16994, 16991, 16993
TRIMPAC
244a-h | 111002 | Trimpac Deluge System with Electric Release | 2003-06-01 | .pdf | Trimpac | Trimpac
244a-h | 111002 | Trimpac Deluge System with Electric Release | 2004-06-01 | .pdf | Trimpac | Trimpac
244a-j | 111002 | Trimpac Deluge System with Electric Release | 2006-01-01 | .pdf | Trimpac | Trimpac
244a-n | 111002 | Trimpac Deluge System with Electric Release | 2007-01-01 | .pdf | Trimpac | Trimpac
244a-s | 111002 | Trimpac Deluge System with Electric Release | 2007-05-01 | .pdf | Trimpac | Trimpac
244a-s | 111002 | Trimpac Deluge System with Electric Release | 2007-12-14 | .pdf | Trimpac | Trimpac
244a-s | 111002 | TRIMPAC Model B-1 and B-1B Deluge Systems with Electric Release | 2008-04-11 | .pdf | Trimpac | Trimpac
244a-s | 111002 | TRIMPAC Model B-1 and B-1B Deluge Systems with Electric Release | 2008-08-15 | .pdf | Trimpac | Trimpac | 13787B-1, 137878B-1B, 11894-1 through 11894-8
244a-s | 111002 | TRIMPAC Model B-1 and B-1B Deluge Systems with Electric Release | 2011-04-15 | .pdf | Trimpac | Trimpac | 13787B-1, 137878B-1B, 11894-1 through 11894-8
245a-h | 111102 | Trimpac Deluge System with Pneumatic Release | 2003-06-01 | .pdf | Trimpac | Trimpac
245a-h | 111102 | Trimpac Deluge System with Pneumatic Release | 2004-06-01 | .pdf | Trimpac | Trimpac
245a-h | 111102 | Trimpac Deluge System with Pneumatic Release | 2006-02-01 | .pdf | Trimpac | Trimpac
245a-n | 111102 | Trimpac Deluge System with Pneumatic Release | 2007-01-01 | .pdf | Trimpac | Trimpac
245a-t | 111102 | Trimpac Deluge System with Pneumatic Release | 2007-05-01 | .pdf | Trimpac | Trimpac
245a-t | 111102 | Trimpac Deluge System with Pneumatic Release | 2007-12-14 | .pdf | Trimpac | Trimpac
245a-t | 111102 | TRIMPAC Model B-2, B2B, and B-2S Deluge Systems with Pneumatic Release | 2008-04-11 | .pdf | Trimpac | Trimpac
245a-t | 111102 | TRIMPAC Model B-2, B2B, and B-2S Deluge Systems with Pneumatic Release | 2008-08-15 | .pdf | Trimpac | Trimpac | 13788B-2, 13788B-2B, 13788B-2S, 11894-1, 11894-1 through 11894-8, 13855-1 through 13855-4
245a-t | 111102 | TRIMPAC Model B-2, B2B, and B-2S Deluge Systems with Pneumatic Release | 2011-04-15 | .pdf | Trimpac | Trimpac | 13788B-2, 13788B-2B, 13788B-2S, 11894-1, 11894-1 through 11894-8, 13855-1 through 13855-4
247a-h | 032603 | Conventional Trimpac SI Preaction - Electric Release | 2003-06-06 | .pdf | Trimpac | Trimpac
247a-j_Euro | 101110 | Trimpac LPCB Type I Model B-11 SI Preaction - Electric/Pneumatic Release | 2011-02-11 | .pdf | Trimpac | Trimpac | 16582B-11, 11894-2, 11894-3, 11894-4
247a-j_Euro | 101110 | Trimpac LPCB Type I Model B-11 SI Preaction - Electric/Pneumatic Release | 2011-04-15 | .pdf | Trimpac | Trimpac | 16582B-11, 11894-2, 11894-3, 11894-4
247a-j_Euro | 101110 | Trimpac LPCB Type I Model B-11 SI Preaction - Electric/Pneumatic Release | 2012-01-27 | .pdf | Trimpac | Trimpac | 16582B-11, 11894-2, 11894-3, 11894-4
248a-h | 032703 | Conventional Trimpac SI Preaction - Pneumatic Release | 2003-06-06 | .pdf | Trimpac | Trimpac
248a-j | 032603 | Conventional Trimpac SI Preaction - Electric Release | 2004-06-01 | .pdf | Trimpac | Trimpac
248a-j | 032603 | Conventional Trimpac SI Preaction - Electric Release | 2006-02-01 | .pdf | Trimpac | Trimpac
248a-n | 032603 | Conventional Trimpac SI Preaction - Electric Release | 2007-01-01 | .pdf | Trimpac | Trimpac
248a-s | 032603 | Conventional Trimpac SI Preaction - Electric Release | 2007-05-01 | .pdf | Trimpac | Trimpac
248a-s | 032603 | Conventional Trimpac SI Preaction - Electric Release | 2007-12-14 | .pdf | Trimpac | Trimpac
248a-s | 032603 | TRIMPAC Model B-3 and B-3B Single Interlock Preaction System with Electric Release | 2008-04-11 | .pdf | Trimpac | Trimpac
248a-s | 032603 | TRIMPAC Model B-3 and B-3B Single Interlock Preaction System with Electric Release | 2008-08-15 | .pdf | Trimpac | Trimpac | 13792B-3, 13792B-3B, 11894-1 through 11894-8
248a-s | 032603 | TRIMPAC Model B-3 and B-3B Single Interlock Preaction System with Electric Release | 2011-04-15 | .pdf | Trimpac | Trimpac | 13792B-3, 13792B-3B, 11894-1 through 11894-8
248a-s | 032603 | TRIMPAC Model B-3 and B-3B Single Interlock Preaction System with Electric Release | 2012-01-27 | .pdf | Trimpac | Trimpac | 13792B-3, 13792B-3B, 11894-1 through 11894-8
249a-h | 111402 | Conventional Trimpac DI Preaction - Electric/Pneumatic Release | 2003-06-01 | .pdf | Trimpac | Trimpac
249a-h | 032703 | Conventional Trimpac SI Preaction - Pneumatic Release | 2004-06-01 | .pdf | Trimpac | Trimpac
249a-h | 032703 | Conventional Trimpac SI Preaction - Pneumatic Release | 2006-02-01 | .pdf | Trimpac | Trimpac
249a-n | 032703 | Conventional Trimpac SI Preaction - Pneumatic Release | 2007-01-01 | .pdf | Trimpac | Trimpac
249a-t | 032703 | Conventional Trimpac SI Preaction - Pneumatic Release | 2007-05-01 | .pdf | Trimpac | Trimpac
249a-t | 032703 | Conventional Trimpac SI Preaction - Pneumatic Release | 2007-12-14 | .pdf | Trimpac | Trimpac
249a-t | 032703 | TRIMPAC Model B-4, B-4B, and B-4S Single Interlock Preaction System with Pneumatic Release | 2008-04-11 | .pdf | Trimpac | Trimpac
249a-t | 032703 | TRIMPAC Model B-4, B-4B, and B-4S Single Interlock Preaction System with Pneumatic Release | 2008-08-15 | .pdf | Trimpac | Trimpac | 13793B-4, 13793B-4B, 13793B-4S, 11894-1 through 11894-8, 13855-1 through 13855-4
249a-t | 032703 | TRIMPAC Model B-4, B-4B, and B-4S Single Interlock Preaction System with Pneumatic Release | 2011-04-15 | .pdf | Trimpac | Trimpac | 13793B-4, 13793B-4B, 13793B-4S, 11894-1 through 11894-8, 13855-1 through 13855-4
250a-h | 111402 | Conventional Trimpac DI Preaction - Electric/Pneumatic Release | 2004-06-01 | .pdf | Trimpac | Trimpac
250a-h | 111402 | Conventional Trimpac DI Preaction - Electric/Pneumatic Release | 2006-03-01 | .pdf | Trimpac | Trimpac
250a-h | 032903 | Conventional Trimpac DI Preaction - Electric/PneuLectric Release | 2003-06-06 | .pdf | Trimpac | Trimpac
250a-l | 111402 | Conventional Trimpac DI Preaction - Electric/Pneumatic Release | 2006-11-28 | .pdf | Trimpac | Trimpac
250a-n | 111402 | Conventional Trimpac DI Preaction - Electric/Pneumatic Release | 2007-01-01 | .pdf | Trimpac | Trimpac
250a-s | 111402 | Conventional Trimpac DI Preaction - Electric/Pneumatic Release | 2007-05-01 | .pdf | Trimpac | Trimpac
250a-s | 111402 | Conventional Trimpac DI Preaction - Electric/Pneumatic Release | 2007-12-14 | .pdf | Trimpac | Trimpac
250a-s | 111402 | TRIMPAC Model B-5 and B-5B Double Interlock Preaction System with Electric/Pneumatic Release | 2008-04-11 | .pdf | Trimpac | Trimpac
250a-s | 111402 | TRIMPAC Model B-5 and B-5B Double Interlock Preaction System with Electric/Pneumatic Release | 2008-08-15 | .pdf | Trimpac | Trimpac | 13794B-5, 13794B-5B, 11894-1 through 11894-8
250a-s | 111402 | TRIMPAC Model B-5 and B-5B Double Interlock Preaction System with Electric/Pneumatic Release | 2011-04-15 | .pdf | Trimpac | Trimpac | 13794B-5, 13794B-5B, 11894-1 through 11894-8
250a-s | 111402 | TRIMPAC Model B-5 and B-5B Double Interlock Preaction System with Electric/Pneumatic Release | 2012-01-27 | .pdf | Trimpac | Trimpac | 13794B-5, 13794B-5B, 11894-1 through 11894-8
251a-h | 032903 | Conventional Trimpac DI Preaction - Electric/PneuLectric Release | 2004-06-01 | .pdf | Trimpac | Trimpac
251a-i | 032903 | Conventional Trimpac DI Preaction - Electric/PneuLectric Release | 2006-03-01 | .pdf | Trimpac | Trimpac
251a-l | 032903 | Conventional Trimpac DI Preaction - Electric/PneuLectric Release | 2006-09-01 | .pdf | Trimpac | Trimpac
251a-n | 032903 | Conventional Trimpac DI Preaction - Electric/PneuLectric Release | 2007-01-01 | .pdf | Trimpac | Trimpac
251a-s | 032903 | TRIMPAC Model B-6 and B-6B Double Interlock Preaction System with Electric/Pneu-Lectric Release | 2007-12-14 | .pdf | Trimpac | Trimpac
251a-r | 032903 | TRIMPAC Model B-6 and B-6B Double Interlock Preaction System with Electric/Pneu-Lectric Release | 2007-05-01 | .pdf | Trimpac | Trimpac
251a-s | 032903 | TRIMPAC Model B-6 and B-6B Double Interlock Preaction System with Electric/Pneu-Lectric Release | 2008-04-11 | .pdf | Trimpac | Trimpac
251a-s | 032903 | TRIMPAC Model B-6 and B-6B Double Interlock Preaction System with Electric/Pneu-Lectric Release | 2008-08-15 | .pdf | Trimpac | Trimpac | 13796B-6, 13796B-6B, 11894-1 through 11894-8
251a-s | 032903 | TRIMPAC Model B-6 and B-6B Double Interlock Preaction System with Electric/Pneu-Lectric Release | 2011-04-15 | .pdf | Trimpac | Trimpac | 13796B-6, 13796B-6B, 11894-1 through 11894-8
251a-s | 032903 | TRIMPAC Model B-6 and B-6B Double Interlock Preaction System with Electric/Pneu-Lectric Release | 2012-01-27 | .pdf | Trimpac | Trimpac | 13796B-6, 13796B-6B, 11894-1 through 11894-8
253a-f | 101502 | Trimpac Drain Package | 2003-06-01 | .pdf | Trimpac | Trimpac
253a-s | 051304 | Trimpac Model E-1 and E-1B Firecycle III Multi-Cycle SI and DI Preaction | 2004-06-21 | .pdf | Trimpac | Trimpac
253a-s | 051304 | Trimpac Model E-1 and E-1B Firecycle III Multi-Cycle SI and DI Preaction | 2007-01-12 | .pdf | Trimpac | Trimpac
253a-s | 051304 | Trimpac Model E-1 and E-1B Firecycle III Multi-Cycle SI and DI Preaction | 2007-05-01 | .pdf | Trimpac | Trimpac
253a-s | 051304 | Trimpac Model E-1 and E-1B Firecycle III Multi-Cycle SI and DI Preaction | 2007-12-14 | .pdf | Trimpac | Trimpac
253a-s | 051304 | TRIMPAC Model E-1 and E-1B Firecycle III Multi-Cycle Single and Double Interlock Preaction | 2008-04-11 | .pdf | Trimpac | Trimpac
253a-s | 051304 | TRIMPAC Model E-1 and E-1B Firecycle III Multi-Cycle Single and Double Interlock Preaction | 2008-08-15 | .pdf | Trimpac | Trimpac | 13801E-1, 13801E-1B, 11894-1 through 11894-8
253a-s | 051304 | TRIMPAC Model E-1 and E-1B Firecycle III Multi-Cycle Single and Double Interlock Preaction | 2009-09-22 | .pdf | Trimpac | Trimpac | 13801E-1, 13801E-1B, 11894-1 through 11894-8
253a-s | 051304 | TRIMPAC Model E-1 and E-1B Firecycle III Multi-Cycle Single and Double Interlock Preaction | 2011-04-15 | .pdf | Trimpac | Trimpac | 13801E-1, 13801E-1B, 11894-1 through 11894-8
253a-s | 051304 | TRIMPAC Model E-1 and E-1B Firecycle III Multi-Cycle Single and Double Interlock Preaction | 2012-01-27 | .pdf | Trimpac | Trimpac | 13801E-1, 13801E-1B, 11894-1 through 11894-8
253a-s | 051304 | TRIMPAC Model E-1 and E-1B Firecycle III Multi-Cycle Single and Double Interlock Preaction | 2012-10-04 | .pdf | Trimpac | Trimpac | 13801E-1, 13801E-1B, 11894-1 through 11894-8
254a-s | 051404 | Trimpac Model E-2 and E-2B Firecycle III Multi-Cycle Deluge | 2004-06-21 | .pdf | Trimpac | Trimpac
254a-s | 051404 | Trimpac Model E-2 and E-2B Firecycle III Multi-Cycle Deluge | 2007-01-12 | .pdf | Trimpac | Trimpac
254a-s | 051404 | Trimpac Model E-2 and E-2B Firecycle III Multi-Cycle Deluge | 2007-05-01 | .pdf | Trimpac | Trimpac
254a-s | 051404 | Trimpac Model E-2 and E-2B Firecycle III Multi-Cycle Deluge | 2007-12-14 | .pdf | Trimpac | Trimpac
254a-s | 051404 | TRIMPAC Model E-2 and E-2B Firecycle III Multi-Cycle Deluge | 2008-04-11 | .pdf | Trimpac | Trimpac
254a-s | 051404 | TRIMPAC Model E-2 and E-2B Firecycle III Multi-Cycle Deluge | 2008-08-15 | .pdf | Trimpac | Trimpac | 13802E-2, 13802E-2B, 11894-1, 11894-8
254a-s | 051404 | TRIMPAC Model E-2 and E-2B Firecycle III Multi-Cycle Deluge | 2012-01-16 | .pdf | Trimpac | Trimpac | 13802E-2, 13802E-2B, 11894-1, 11894-8
255a-s | 051504 | Trimpac Model E-3 Firecycle III Multi-Cycle Wet | 2004-06-21 | .pdf | Trimpac | Trimpac
255a-s | 051504 | Trimpac Model E-3 Firecycle III Multi-Cycle Wet | 2007-01-01 | .pdf | Trimpac | Trimpac
255a-s | 051504 | Trimpac Model E-3 Firecycle III Multi-Cycle Wet | 2007-12-14 | .pdf | Trimpac | Trimpac
255a-s | 051504 | TRIMPAC Model E-3 Firecycle III Multi-Cycle Wet System | 2008-04-11 | .pdf | Trimpac | Trimpac
255a-s | 051504 | TRIMPAC Model E-3 Firecycle III Multi-Cycle Wet System | 2008-08-15 | .pdf | Trimpac | Trimpac | 12936E-3, 12936E-3B
255a-p | 051504 | TRIMPAC Model E-3 Firecycle III Multi-Cycle Wet System | 2009-11-20 | .pdf | Trimpac | Trimpac | 12936E-3, 12936E-3B
255a-p | 051504 | TRIMPAC Model E-3 Firecycle III Multi-Cycle Wet System | 2011-04-15 | .pdf | Trimpac | Trimpac | 12936E-3, 12936E-3B
255a-p | 051504 | TRIMPAC Model E-3 Firecycle III Multi-Cycle Wet System | 2012-01-27 | .pdf | Trimpac | Trimpac | 12936E-3, 12936E-3B
255a-p | 051504 | TRIMPAC Model E-3 Firecycle III Multi-Cycle Wet System | 2013-09-16 | .pdf | Trimpac | Trimpac | 12936E-3, 12936E-3B
256a-s | 051604 | Trimpac Model D-1 and D-1B SureFire Single Interlocked Preaction | 2006-07-14 | .pdf | Trimpac | Trimpac
256a-s | 051604 | Trimpac Model D-1 and D-1B SureFire Single Interlocked Preaction | 2006-08-17 | .pdf | Trimpac | Trimpac
256a-s | 051604 | Trimpac Model D-1 and D-1B SureFire Single Interlocked Preaction | 2007-01-12 | .pdf | Trimpac | Trimpac
256a-s | 051604 | Trimpac Model D-1 and D-1B SureFire Single Interlocked Preaction | 2007-05-01 | .pdf | Trimpac | Trimpac
256a-s | 051604 | Trimpac Model D-1 and D-1B SureFire Single Interlocked Preaction | 2007-12-14 | .pdf | Trimpac | Trimpac
256a-s | 051604 | Trimpac Model D-1 and D-1B SureFire Single Interlocked Preaction | 2008-04-11 | .pdf | Trimpac | Trimpac
256a-s | 051604 | Trimpac Model D-1 and D-1B SureFire Single Interlocked Preaction | 2008-08-15 | .pdf | Trimpac | Trimpac | 13798D-1, 13798D-1B, 11894-1 through 11894-8
256a-s | 051604 | Trimpac Model D-1 and D-1B SureFire Single Interlocked Preaction | 2009-07-31 | .pdf | Trimpac | Trimpac | 13798D-1, 13798D-1B, 11894-1 through 11894-8
256a-s | 051604 | Trimpac Model D-1 and D-1B SureFire Single Interlocked Preaction | 2011-04-15 | .pdf | Trimpac | Trimpac | 13798D-1, 13798D-1B, 11894-1 through 11894-8
256a-s | 051604 | Trimpac Model D-1 and D-1B SureFire Single Interlocked Preaction | 2012-01-27 | .pdf | Trimpac | Trimpac | 13798D-1, 13798D-1B, 11894-1 through 11894-8
256a-s | 051604 | Trimpac Model D-1 and D-1B SureFire Single Interlocked Preaction | 2013-10-31 | .pdf | Trimpac | Trimpac | 13798D-1, 13798D-1B, 11894-1 through 11894-8
257SFa-l | 051704 | Trimpac SureFire Double Interlocked Preaction | 2004-06-21 | .pdf | Trimpac | Trimpac
257SFa-l | 051704 | Trimpac SureFire Double Interlocked Preaction | 2006-07-14 | .pdf | Trimpac | Trimpac
257SFa-r | 051704 | Trimpac SureFire Double Interlocked Preaction | 2006-08-17 | .pdf | Trimpac | Trimpac
257a-r | 051704 | Trimpac Model D-2 SureFire Double Interlocked Preaction | 2007-01-12 | .pdf | Trimpac | Trimpac
257a-r | 051704 | Trimpac Model D-2 and D-2B SureFire Double Interlocked Preaction | 2007-05-01 | .pdf | Trimpac | Trimpac
257a-s | 051704 | Trimpac Model B-8 and B-8B Deluge System with Hydraulic Release | 2007-12-14 | .pdf | Trimpac | Trimpac
257a-s | 051704 | Trimpac Model B-8 and B-8B Deluge System with Hydraulic Release | 2008-04-11 | .pdf | Trimpac | Trimpac
257a-s | 051704 | Trimpac Model D-2 and D-2B SureFire Double Interlocked Preaction | 2008-08-15 | .pdf | Trimpac | Trimpac | 13799D-2, 13799D-2B, 11894-1 through 11894-8
257a-s | 051704 | Trimpac Model D-2 and D-2B SureFire Double Interlocked Preaction | 2011-04-15 | .pdf | Trimpac | Trimpac | 13799D-2, 13799D-2B, 11894-1 through 11894-8
257a-s | 051704 | Trimpac Model D-2 and D-2B SureFire Double Interlocked Preaction | 2012-01-27 | .pdf | Trimpac | Trimpac | 13799D-2, 13799D-2B, 11894-1 through 11894-8
259a-e | 101502 | Trimpac Drain Package | 2005-10-06 | .pdf | Trimpac | Trimpac
261a-b | 111006 | TrimPac Air Supply | 2006-12-01 | .pdf | Trimpac | Trimpac
261a-b | 111006 | TrimPac Air Supply | 2007-01-12 | .pdf | Trimpac | Trimpac
261a-b | 111006 | TrimPac Air Supply | 2007-12-19 | .pdf | Trimpac | Trimpac
261a-d | 111006 | TrimPac Air Line Trim | 2008-09-05 | .pdf | Trimpac | Trimpac | 13770, 13771
518a-r | 112102 | TrimPac Flow Control with Electric Release | 2004-06-21 | .pdf | Trimpac | Trimpac
518a-r | 112102 | TrimPac Flow Control with Electric Release | 2007-06-15 | .pdf | Trimpac | Trimpac
518a-r | 112102 | TrimPac Flow Control with Electric Release | 2012-01-27 | .pdf | Trimpac | Trimpac
WET SYSTEMS & TRIM
B-1 - B-3 | - | Wet Pipe Valve System (E Alarm Valve & B-2 Retard Chamber) | 1965-07-01 | .pdf | System | Wet Systems & Trim
1-4 | 041289 | Wet Pipe Sprinkler System | 1972-08-01 | .pdf | System | Wet Systems & Trim
1-4 | 041289 | Wet Pipe Sprinkler System | 1990-01-01 | .pdf | System | Wet Systems & Trim
- | 06937F | Model H-2 Alarm Check Valve Trim, Variable Pressure (Texas) | 1988-03-01 | .pdf | Trim | Wet Systems & Trim
- | 1107 | 4” Model F-1 Alarm Valve Trim Chart | 1988-05-01 | .pdf | Trim | Wet Systems & Trim
- | 1108 | 6” Model F-1 Alarm Valve Trim Chart | 1988-05-01 | .pdf | Trim | Wet Systems & Trim
- | 1109 | 8” Model F-1 Alarm Valve Trim Chart | 1988-05-01 | .pdf | Trim | Wet Systems & Trim
19-20 | - | 2-1/2” Model F-1 Alarm Valve Trim | 1976-04-01 | .pdf | Trim | Wet Systems & Trim
19-20 | 1106 | 2-1/2” Model F-1 Alarm Valve Trim | 1978-06-01 | .pdf | Trim | Wet Systems & Trim
19-20 | 1106 | 2-1/2” Model F-1 Alarm Valve Trim | 1979-03-01 | .pdf | Trim | Wet Systems & Trim
19-20 | 1141 | 2-1/2” Model G-1 Alarm Valve Vertical Trim Variable Pressure | 1982-09-01 | .pdf | Trim | Wet Systems & Trim
19-20 | 05544-F | Model F-1 4” Alarm Valve Trim Chart | 1988-05-01 | .pdf | Trim | Wet Systems & Trim
19-23 | 02160-F | 2-1/2”, 4", 8" Model E Alarm Valve Trim Chart | 1972-07-01 | .pdf | Trim | Wet Systems & Trim
20 A-B | 1089 | 4” Model F-1 Alarm Valve Trim Chart | 1974-12-01 | .pdf | Trim | Wet Systems & Trim
21 | 1142 | 2-1/2” Model G-1 Alarm Valve Vertical Trim, Constant Pressure | 1982-09-01 | .pdf | Trim | Wet Systems & Trim
22 | 1143 | 4”, 6", & 8" Model G-1 Alarm Valve Vertical Trim, Constant Pressure | 1982-09-01 | .pdf | Trim | Wet Systems & Trim
21-22 | 05709-F | Model F-1 Alarm Valve Trim, Constant Pressure | 1988-05-01 | .pdf | Trim | Wet Systems & Trim
21-22 | 1079 | 6” Model F-1 Alarm Valve Trim | 1972-04-01 | .pdf | Trim | Wet Systems & Trim
22 A-B | 1092 | 8” Model F-1 Alarm Valve Trim Chart | 1974-12-01 | .pdf | Trim | Wet Systems & Trim
27a-b | 102993 | Model J-1 Alarm Check Valve, Vertical Trim | 1993-11-09 | .pdf | Trim | Wet Systems & Trim | 08633, 08634, 08635, 08636, 08637, 08638, 08639, 08640
27a-b | 102993 | Model J-1 Alarm Check Valve, Vertical Trim | 1994-03-01 | .pdf | Trim | Wet Systems & Trim | 08633, 08634, 08635, 08636, 08637, 08638, 08639, 08640
27a-b | 102993 | Model J-1 Alarm Check Valve, Vertical Trim | 1994-07-15 | .pdf | Trim | Wet Systems & Trim | 08633, 08634, 08635, 08636, 08637, 08638, 08639, 08640
27a-c | 102993 | Model J-1 Alarm Check Valve, Vertical Trim | 1996-10-01 | .pdf | Trim | Wet Systems & Trim
27a-c | 102993 | Model J-1 Alarm Check Valve, Vertical Trim | 1996-12-27 | .pdf | Trim | Wet Systems & Trim | 08633, 08634, 08635, 08636, 08637, 08638, 08639, 08640
27a-c | 102993 | Model J-1 Alarm Check Valve, Vertical Trim | 1998-04-27 | .pdf | Trim | Wet Systems & Trim | 08633, 08634, 08635, 08636, 08637, 08638, 08639, 08640
27a-c | 102993 | Model J-1 Alarm Check Valve, Vertical Trim | 1999-07-01 | .pdf | Trim | Wet Systems & Trim | 08633, 08634, 08635, 08636, 08637, 08638, 08639, 08640
27a-c | 102993 | Model J-1 Alarm Check Valve, Vertical Trim | 1999-12-01 | .pdf | Trim | Wet Systems & Trim
27a-c | 102993 | Model J-1 Alarm Check Valve, Vertical Trim | 2006-09-21 | .pdf | Trim | Wet Systems & Trim
27a-c | 102993 | Model J-1 Alarm Check Valve, Vertical Trim | 2007-02-09 | .pdf | Trim | Wet Systems & Trim
27a-c | 102993 | Model J-1 Alarm Check Valve, Vertical Trim | 2008-08-01 | .pdf | Trim | Wet Systems & Trim
27a-c | 102993 | Model J-1 Alarm Check Valve, Vertical Trim | 2009-02-22 | .pdf | Trim | Wet Systems & Trim
28a-b | 110193 | Model J-1 Alarm Check Valve, Horizontal Trim | 1993-11-09 | .pdf | Trim | Wet Systems & Trim | 08763, 08765, 08767, 08769, 08764, 08766, 08768, 08770
28a-b | 110193 | Model J-1 Alarm Check Valve, Horizontal Trim | 1996-10-10 | .pdf | Trim | Wet Systems & Trim
28a-c | 110193 | Model J-1 Alarm Check Valve, Horizontal Trim | 1996-12-27 | .pdf | Trim | Wet Systems & Trim | 08763, 08765, 08767, 08769, 08764, 08766, 08768, 08770
28a-c | 110193 | Model J-1 Alarm Check Valve, Horizontal Trim | 1998-04-27 | .pdf | Trim | Wet Systems & Trim | 08763, 08765, 08767, 08769, 08764, 08766, 08768, 08770
28a-c | 110193 | Model J-1 Alarm Check Valve, Horizontal Trim | 1998-06-18 | .pdf | Trim | Wet Systems & Trim | 08763, 08765, 08767, 08769, 08764, 08766, 08768, 08770
28a-c | 110193 | Model J-1 Alarm Check Valve, Horizontal Trim | 2000-01-06 | .pdf | Trim | Wet Systems & Trim
28a-c | 110193 | Model J-1 Alarm Check Valve, Horizontal Trim | 2007-02-09 | .pdf | Trim | Wet Systems & Trim
28a-c | 110193 | Model J-1 Alarm Check Valve, Horizontal Trim | 2007-02-09 | .pdf | Trim | Wet Systems & Trim
28a-c | 110193 | Model J-1 Alarm Check Valve, Horizontal Trim | 2009-02-22 | .pdf | Trim | Wet Systems & Trim
28a-c | 110193 | Model J-1 Alarm Check Valve, Horizontal Trim | 2013-03-21 | .pdf | Trim | Wet Systems & Trim
30a-g | 102307 | EasyPac Commercial Riser Assemblies 1-1/4" - 6" (DN32 - DN150) | 2008-02-01 | .pdf | System | Wet Systems & Trim
30a-g | 102307 | EasyPac Commercial Riser Assemblies 1-1/4" - 6" (DN32 - DN150) | 2008-04-04 | .pdf | System | Wet Systems & Trim
30a-f | 102307 | EasyPac Commercial Riser Assemblies 1-1/4" - 6" (DN32 - DN150) | 2008-07-11 | .pdf | System | Wet Systems & Trim | 14847, 14848, 14850, 14851, 14852, 14853, 14854, 14855, 14856, 14857, 14858, 14859, 14860, 14861, 14862, 14863, 14871, 14872, 14873, 14874, 14875, 14876, 14877, 14878, 14899, 14935, 15248, 15249, 15250, 15251, 15252, 15253, 15254, 15255, 15256, 15257, 15258, 15259, 15260, 15264, 15265, 15266
30a-f | 102307 | EasyPac Commercial Riser Assemblies 1-1/4" - 6" (DN32 - DN150) | 2008-09-05 | .pdf | System | Wet Systems & Trim | 14847, 14848, 14850, 14851, 14852, 14853, 14854, 14855, 14856, 14857, 14858, 14859, 14860, 14861, 14862, 14863, 14871, 14872, 14873, 14874, 14875, 14876, 14877, 14878, 14899, 14935, 15248, 15249, 15250, 15251, 15252, 15253, 15254, 15255, 15256, 15257, 15258, 15259, 15260, 15264, 15265, 15266
30a-f | 102307 | EasyPac Commercial Riser Assemblies 1-1/4" - 6" (DN32 - DN150) | 2009-07-31 | .pdf | System | Wet Systems & Trim | 14847, 14848, 14850, 14851, 14852, 14853, 14854, 14855, 14856, 14857, 14858, 14859, 14860, 14861, 14862, 14863, 14871, 14872, 14873, 14874, 14875, 14876, 14877, 14878, 14899, 14935, 15248, 15249, 15250, 15251, 15252, 15253, 15254, 15255, 15256, 15257, 15258, 15259, 15260, 15264, 15265, 15266
| 102307 | EasyPac Commercial Riser Assemblies 1-1/4" - 8" (DN32 - DN200) | 2018-10-01 | .pdf | System | Wet Systems & Trim
| 102406 | EasyPac Residential Riser Assemblies 1" - 2" (DN25 - DN50) | 2022-05-01 | .pdf | System | Wet Systems & Trim
31a-e | 102407 | EasyPac Residential Riser Assemblies 1-1/4" - 2" (DN32 - DN50) | 2008-02-01 | .pdf | System | Wet Systems & Trim
31a-e | 102407 | EasyPac Residential Riser Assemblies 1-1/4" - 2" (DN32 - DN50) | 2008-04-04 | .pdf | System | Wet Systems & Trim | 14840, 14841, 14842, 14843, 14844, 14845, 14846, 14849, 14900, 14901, 14905, 15226, 15227, 15228, 15229, 15230, 15231, 15232, 15233, 15234, 15235, 15236, 15237, 15238, 15239, 15240, 15241, 15242, 15243, 15244, 15245, 15246, 15247
31a-f | 102407 | EasyPac Residential Riser Assemblies 1-1/4" - 2" (DN32 - DN50) | 2008-07-11 | .pdf | System | Wet Systems & Trim | 14840, 14841, 14842, 14843, 14844, 14845, 14846, 14849, 14900, 14901, 14905, 15226, 15227, 15228, 15229, 15230, 15231, 15232, 15233, 15234, 15235, 15236, 15237, 15238, 15239, 15240, 15241, 15242, 15243, 15244, 15245, 15246, 15247
31a-f | 102407 | EasyPac Residential Riser Assemblies 1-1/4" - 2" (DN32 - DN50) | 2008-09-05 | .pdf | System | Wet Systems & Trim | 14840, 14841, 14842, 14843, 14844, 14845, 14846, 14849, 14900, 14901, 14905, 15226, 15227, 15228, 15229, 15230, 15231, 15232, 15233, 15234, 15235, 15236, 15237, 15238, 15239, 15240, 15241, 15242, 15243, 15244, 15245, 15246, 15247
31a-f | 102407 | EasyPac Residential Riser Assemblies 1-1/4" - 2" (DN32 - DN50) | 2009-03-27 | .pdf | System | Wet Systems & Trim | 14840, 14841, 14842, 14843, 14844, 14845, 14846, 14849, 14900, 14901, 14905, 15226, 15227, 15228, 15229, 15230, 15231, 15232, 15233, 15234, 15235, 15236, 15237, 15238, 15239, 15240, 15241, 15242, 15243, 15244, 15245, 15246, 15247
31a-f | 102407 | EasyPac Residential Riser Assemblies 1-1/4" - 2" (DN32 - DN50) | 2009-07-31 | .pdf | System | Wet Systems & Trim | 14840, 14841, 14842, 14843, 14844, 14845, 14846, 14849, 14900, 14901, 14905, 15226, 15227, 15228, 15229, 15230, 15231, 15232, 15233, 15234, 15235, 15236, 15237, 15238, 15239, 15240, 15241, 15242, 15243, 15244, 15245, 15246, 15247
32a-e | 021908 | EasyPac Floor Control Riser Assemblies 1-1/4" - 2-1/2" (DN32 - DN60) | 2008-04-04 | .pdf | System | Wet Systems & Trim
32a-f | 021908 | EasyPac Floor Control Riser Assemblies 1-1/4" - 2-1/2" (DN32 - DN60) | 2008-07-11 | .pdf | System | Wet Systems & Trim | 15261, 15262, 15263, 15267, 15268, 15269, 15270, 15271, 15272, 15273, 15274, 15275, 15276, 15277, 15278, 15279, 15280, 15281, 15282, 15283, 15284, 15285, 15286, 15287, 15288, 15289, 15290, 15291, 15292, 15293, 15294, 15295, 15296, 15297, 15298, 15299, 15300, 15301, 15302, 15303, 15304, 15305
32a-f | 021908 | EasyPac Floor Control Riser Assemblies 1-1/4" - 2-1/2" (DN32 - DN60) | 2008-09-05 | .pdf | System | Wet Systems & Trim | 15261, 15262, 15263, 15267, 15268, 15269, 15270, 15271, 15272, 15273, 15274, 15275, 15276, 15277, 15278, 15279, 15280, 15281, 15282, 15283, 15284, 15285, 15286, 15287, 15288, 15289, 15290, 15291, 15292, 15293, 15294, 15295, 15296, 15297, 15298, 15299, 15300, 15301, 15302, 15303, 15304, 15305
32a-f | 021908 | EasyPac Floor Control Riser Assemblies 1-1/4" - 2-1/2" (DN32 - DN60) | 2009-07-31 | .pdf | System | Wet Systems & Trim | 15261, 15262, 15263, 15267, 15268, 15269, 15270, 15271, 15272, 15273, 15274, 15275, 15276, 15277, 15278, 15279, 15280, 15281, 15282, 15283, 15284, 15285, 15286, 15287, 15288, 15289, 15290, 15291, 15292, 15293, 15294, 15295, 15296, 15297, 15298, 15299, 15300, 15301, 15302, 15303, 15304, 15305
| F_021908 | EasyPac Floor Control Riser Assemblies 1-1/4" - 8" (DN32 - DN200) | 2024-12-18 | .pdf | System | Wet Systems & Trim | 15261, 15262, 15263, 15267, 15268, 15269, 15270, 15271, 15272, 15273, 15274, 15275, 15276, 15277, 15278, 15279, 15280, 15281, 15282, 15283, 15284, 15285, 15286, 15287, 15288, 15289, 15290, 15291, 15292, 15293, 15294, 15295, 15296, 15297, 15298, 15299, 15300, 15301, 15302, 15303, 15304, 15305
33-34 | 06433F | Model H Alarm Check Valve, Variable Pressure Trim | 1985-09-01 | .pdf | Trim | Wet Systems & Trim
33-34 | 06887F | Model H-2 Alarm Check Valve, Variable Pressure Trim | 1987-07-01 | .pdf | Trim | Wet Systems & Trim
33-34 | 06887F | Model H-2 Alarm Check Valve, Variable Pressure Trim | 1988-03-01 | .pdf | Trim | Wet Systems & Trim
33-34 | 06887F | Model H-2 Alarm Check Valve, Vertical Variable Pressure Trim | 1989-04-01 | .pdf | Trim | Wet Systems & Trim
33-34 | 06887F | Model H-2 Alarm Check Valve, Vertical Variable Pressure Trim | 1992-09-30 | .pdf | Trim | Wet Systems & Trim | 06868, 07473, 07474, 07469, 07470, 06880A, 06882A, 08160, 08161, 08162, 08163, 08164, 08165, 08166
35-36 | 06434F | Model H Alarm Check Valve, Constant Pressure Trim | 1985-09-01 | .pdf | Trim | Wet Systems & Trim
35-36 | 06888F | Model H-2 Alarm Check Valve, Constant Pressure Trim | 1987-07-01 | .pdf | Trim | Wet Systems & Trim
35-36 | 06888F | Model H-2 Alarm Check Valve, Constant Pressure Trim | 1988-03-01 | .pdf | Trim | Wet Systems & Trim
35-36 | 06888F | Model H-2 Alarm Check Valve, Vertical Constant Pressure Trim | 1989-04-01 | .pdf | Trim | Wet Systems & Trim
B-1 - B-3 | - | Wet Pipe Valve System (E Alarm Valve & B-2 Retard Chamber) | 1965-07-01 | .pdf | System | Wet Systems & Trim

## Trimpac
|  | OBSOLETE TECHNICAL DATA VALVES, SYSTEMS, AND DEVICES | The Viking Corporation 210 N. Industrial Park Drive Hastings, Michigan 49058 U.S.A. |  |  | Technical Services Toll-Free: 877-384-5464 Fax: 269-818-1680 Web Site: http://www.vikinggroupinc.com
Page Number | Form Number | Title | Issue Date | Link | Category | Section | Part Numbers
TRIMPAC
244a-h | 111002 | Trimpac Deluge System with Electric Release | 2003-06-01 | .pdf | Trimpac | Trimpac
244a-h | 111002 | Trimpac Deluge System with Electric Release | 2004-06-01 | .pdf | Trimpac | Trimpac
244a-j | 111002 | Trimpac Deluge System with Electric Release | 2006-01-01 | .pdf | Trimpac | Trimpac
244a-n | 111002 | Trimpac Deluge System with Electric Release | 2007-01-01 | .pdf | Trimpac | Trimpac
244a-s | 111002 | Trimpac Deluge System with Electric Release | 2007-05-01 | .pdf | Trimpac | Trimpac
244a-s | 111002 | Trimpac Deluge System with Electric Release | 2007-12-14 | .pdf | Trimpac | Trimpac
244a-s | 111002 | TRIMPAC Model B-1 and B-1B Deluge Systems with Electric Release | 2008-04-11 | .pdf | Trimpac | Trimpac
244a-s | 111002 | TRIMPAC Model B-1 and B-1B Deluge Systems with Electric Release | 2008-08-15 | .pdf | Trimpac | Trimpac | 13787B-1, 137878B-1B, 11894-1 through 11894-8
244a-s | 111002 | TRIMPAC Model B-1 and B-1B Deluge Systems with Electric Release | 2011-04-15 | .pdf | Trimpac | Trimpac | 13787B-1, 137878B-1B, 11894-1 through 11894-8
245a-h | 111102 | Trimpac Deluge System with Pneumatic Release | 2003-06-01 | .pdf | Trimpac | Trimpac
245a-h | 111102 | Trimpac Deluge System with Pneumatic Release | 2004-06-01 | .pdf | Trimpac | Trimpac
245a-h | 111102 | Trimpac Deluge System with Pneumatic Release | 2006-02-01 | .pdf | Trimpac | Trimpac
245a-n | 111102 | Trimpac Deluge System with Pneumatic Release | 2007-01-01 | .pdf | Trimpac | Trimpac
245a-t | 111102 | Trimpac Deluge System with Pneumatic Release | 2007-05-01 | .pdf | Trimpac | Trimpac
245a-t | 111102 | Trimpac Deluge System with Pneumatic Release | 2007-12-14 | .pdf | Trimpac | Trimpac
245a-t | 111102 | TRIMPAC Model B-2, B2B, and B-2S Deluge Systems with Pneumatic Release | 2008-04-11 | .pdf | Trimpac | Trimpac
245a-t | 111102 | TRIMPAC Model B-2, B2B, and B-2S Deluge Systems with Pneumatic Release | 2008-08-15 | .pdf | Trimpac | Trimpac | 13788B-2, 13788B-2B, 13788B-2S, 11894-1, 11894-1 through 11894-8, 13855-1 through 13855-4
245a-t | 111102 | TRIMPAC Model B-2, B2B, and B-2S Deluge Systems with Pneumatic Release | 2011-04-15 | .pdf | Trimpac | Trimpac | 13788B-2, 13788B-2B, 13788B-2S, 11894-1, 11894-1 through 11894-8, 13855-1 through 13855-4
247a-h | 032603 | Conventional Trimpac SI Preaction - Electric Release | 2003-06-06 | .pdf | Trimpac | Trimpac
247a-j_Euro | 101110 | Trimpac LPCB Type I Model B-11 SI Preaction - Electric/Pneumatic Release | 2011-02-11 | .pdf | Trimpac | Trimpac | 16582B-11, 11894-2, 11894-3, 11894-4
247a-j_Euro | 101110 | Trimpac LPCB Type I Model B-11 SI Preaction - Electric/Pneumatic Release | 2011-04-15 | .pdf | Trimpac | Trimpac | 16582B-11, 11894-2, 11894-3, 11894-4
247a-j_Euro | 101110 | Trimpac LPCB Type I Model B-11 SI Preaction - Electric/Pneumatic Release | 2012-01-27 | .pdf | Trimpac | Trimpac | 16582B-11, 11894-2, 11894-3, 11894-4
248a-h | 032703 | Conventional Trimpac SI Preaction - Pneumatic Release | 2003-06-06 | .pdf | Trimpac | Trimpac
248a-j | 032603 | Conventional Trimpac SI Preaction - Electric Release | 2004-06-01 | .pdf | Trimpac | Trimpac
248a-j | 032603 | Conventional Trimpac SI Preaction - Electric Release | 2006-02-01 | .pdf | Trimpac | Trimpac
248a-n | 032603 | Conventional Trimpac SI Preaction - Electric Release | 2007-01-01 | .pdf | Trimpac | Trimpac
248a-s | 032603 | Conventional Trimpac SI Preaction - Electric Release | 2007-05-01 | .pdf | Trimpac | Trimpac
248a-s | 032603 | Conventional Trimpac SI Preaction - Electric Release | 2007-12-14 | .pdf | Trimpac | Trimpac
248a-s | 032603 | TRIMPAC Model B-3 and B-3B Single Interlock Preaction System with Electric Release | 2008-04-11 | .pdf | Trimpac | Trimpac
248a-s | 032603 | TRIMPAC Model B-3 and B-3B Single Interlock Preaction System with Electric Release | 2008-08-15 | .pdf | Trimpac | Trimpac | 13792B-3, 13792B-3B, 11894-1 through 11894-8
248a-s | 032603 | TRIMPAC Model B-3 and B-3B Single Interlock Preaction System with Electric Release | 2011-04-15 | .pdf | Trimpac | Trimpac | 13792B-3, 13792B-3B, 11894-1 through 11894-8
248a-s | 032603 | TRIMPAC Model B-3 and B-3B Single Interlock Preaction System with Electric Release | 2012-01-27 | .pdf | Trimpac | Trimpac | 13792B-3, 13792B-3B, 11894-1 through 11894-8
249a-h | 111402 | Conventional Trimpac DI Preaction - Electric/Pneumatic Release | 2003-06-01 | .pdf | Trimpac | Trimpac
249a-h | 032703 | Conventional Trimpac SI Preaction - Pneumatic Release | 2004-06-01 | .pdf | Trimpac | Trimpac
249a-h | 032703 | Conventional Trimpac SI Preaction - Pneumatic Release | 2006-02-01 | .pdf | Trimpac | Trimpac
249a-n | 032703 | Conventional Trimpac SI Preaction - Pneumatic Release | 2007-01-01 | .pdf | Trimpac | Trimpac
249a-t | 032703 | Conventional Trimpac SI Preaction - Pneumatic Release | 2007-05-01 | .pdf | Trimpac | Trimpac
249a-t | 032703 | Conventional Trimpac SI Preaction - Pneumatic Release | 2007-12-14 | .pdf | Trimpac | Trimpac
249a-t | 032703 | TRIMPAC Model B-4, B-4B, and B-4S Single Interlock Preaction System with Pneumatic Release | 2008-04-11 | .pdf | Trimpac | Trimpac
249a-t | 032703 | TRIMPAC Model B-4, B-4B, and B-4S Single Interlock Preaction System with Pneumatic Release | 2008-08-15 | .pdf | Trimpac | Trimpac | 13793B-4, 13793B-4B, 13793B-4S, 11894-1 through 11894-8, 13855-1 through 13855-4
249a-t | 032703 | TRIMPAC Model B-4, B-4B, and B-4S Single Interlock Preaction System with Pneumatic Release | 2011-04-15 | .pdf | Trimpac | Trimpac | 13793B-4, 13793B-4B, 13793B-4S, 11894-1 through 11894-8, 13855-1 through 13855-4
250a-h | 111402 | Conventional Trimpac DI Preaction - Electric/Pneumatic Release | 2004-06-01 | .pdf | Trimpac | Trimpac
250a-h | 111402 | Conventional Trimpac DI Preaction - Electric/Pneumatic Release | 2006-03-01 | .pdf | Trimpac | Trimpac
250a-h | 032903 | Conventional Trimpac DI Preaction - Electric/PneuLectric Release | 2003-06-06 | .pdf | Trimpac | Trimpac
250a-l | 111402 | Conventional Trimpac DI Preaction - Electric/Pneumatic Release | 2006-11-28 | .pdf | Trimpac | Trimpac
250a-n | 111402 | Conventional Trimpac DI Preaction - Electric/Pneumatic Release | 2007-01-01 | .pdf | Trimpac | Trimpac
250a-s | 111402 | Conventional Trimpac DI Preaction - Electric/Pneumatic Release | 2007-05-01 | .pdf | Trimpac | Trimpac
250a-s | 111402 | Conventional Trimpac DI Preaction - Electric/Pneumatic Release | 2007-12-14 | .pdf | Trimpac | Trimpac
250a-s | 111402 | TRIMPAC Model B-5 and B-5B Double Interlock Preaction System with Electric/Pneumatic Release | 2008-04-11 | .pdf | Trimpac | Trimpac
250a-s | 111402 | TRIMPAC Model B-5 and B-5B Double Interlock Preaction System with Electric/Pneumatic Release | 2008-08-15 | .pdf | Trimpac | Trimpac | 13794B-5, 13794B-5B, 11894-1 through 11894-8
250a-s | 111402 | TRIMPAC Model B-5 and B-5B Double Interlock Preaction System with Electric/Pneumatic Release | 2011-04-15 | .pdf | Trimpac | Trimpac | 13794B-5, 13794B-5B, 11894-1 through 11894-8
250a-s | 111402 | TRIMPAC Model B-5 and B-5B Double Interlock Preaction System with Electric/Pneumatic Release | 2012-01-27 | .pdf | Trimpac | Trimpac | 13794B-5, 13794B-5B, 11894-1 through 11894-8
251a-h | 032903 | Conventional Trimpac DI Preaction - Electric/PneuLectric Release | 2004-06-01 | .pdf | Trimpac | Trimpac
251a-i | 032903 | Conventional Trimpac DI Preaction - Electric/PneuLectric Release | 2006-03-01 | .pdf | Trimpac | Trimpac
251a-l | 032903 | Conventional Trimpac DI Preaction - Electric/PneuLectric Release | 2006-09-01 | .pdf | Trimpac | Trimpac
251a-n | 032903 | Conventional Trimpac DI Preaction - Electric/PneuLectric Release | 2007-01-01 | .pdf | Trimpac | Trimpac
251a-s | 032903 | TRIMPAC Model B-6 and B-6B Double Interlock Preaction System with Electric/Pneu-Lectric Release | 2007-12-14 | .pdf | Trimpac | Trimpac
251a-r | 032903 | TRIMPAC Model B-6 and B-6B Double Interlock Preaction System with Electric/Pneu-Lectric Release | 2007-05-01 | .pdf | Trimpac | Trimpac
251a-s | 032903 | TRIMPAC Model B-6 and B-6B Double Interlock Preaction System with Electric/Pneu-Lectric Release | 2008-04-11 | .pdf | Trimpac | Trimpac
251a-s | 032903 | TRIMPAC Model B-6 and B-6B Double Interlock Preaction System with Electric/Pneu-Lectric Release | 2008-08-15 | .pdf | Trimpac | Trimpac | 13796B-6, 13796B-6B, 11894-1 through 11894-8
251a-s | 032903 | TRIMPAC Model B-6 and B-6B Double Interlock Preaction System with Electric/Pneu-Lectric Release | 2011-04-15 | .pdf | Trimpac | Trimpac | 13796B-6, 13796B-6B, 11894-1 through 11894-8
251a-s | 032903 | TRIMPAC Model B-6 and B-6B Double Interlock Preaction System with Electric/Pneu-Lectric Release | 2012-01-27 | .pdf | Trimpac | Trimpac | 13796B-6, 13796B-6B, 11894-1 through 11894-8
253a-f | 101502 | Trimpac Drain Package | 2003-06-01 | .pdf | Trimpac | Trimpac
253a-s | 051304 | Trimpac Model E-1 and E-1B Firecycle III Multi-Cycle SI and DI Preaction | 2004-06-21 | .pdf | Trimpac | Trimpac
253a-s | 051304 | Trimpac Model E-1 and E-1B Firecycle III Multi-Cycle SI and DI Preaction | 2007-01-12 | .pdf | Trimpac | Trimpac
253a-s | 051304 | Trimpac Model E-1 and E-1B Firecycle III Multi-Cycle SI and DI Preaction | 2007-05-01 | .pdf | Trimpac | Trimpac
253a-s | 051304 | Trimpac Model E-1 and E-1B Firecycle III Multi-Cycle SI and DI Preaction | 2007-12-14 | .pdf | Trimpac | Trimpac
253a-s | 051304 | TRIMPAC Model E-1 and E-1B Firecycle III Multi-Cycle Single and Double Interlock Preaction | 2008-04-11 | .pdf | Trimpac | Trimpac
253a-s | 051304 | TRIMPAC Model E-1 and E-1B Firecycle III Multi-Cycle Single and Double Interlock Preaction | 2008-08-15 | .pdf | Trimpac | Trimpac | 13801E-1, 13801E-1B, 11894-1 through 11894-8
253a-s | 051304 | TRIMPAC Model E-1 and E-1B Firecycle III Multi-Cycle Single and Double Interlock Preaction | 2009-09-22 | .pdf | Trimpac | Trimpac | 13801E-1, 13801E-1B, 11894-1 through 11894-8
253a-s | 051304 | TRIMPAC Model E-1 and E-1B Firecycle III Multi-Cycle Single and Double Interlock Preaction | 2011-04-15 | .pdf | Trimpac | Trimpac | 13801E-1, 13801E-1B, 11894-1 through 11894-8
253a-s | 051304 | TRIMPAC Model E-1 and E-1B Firecycle III Multi-Cycle Single and Double Interlock Preaction | 2012-01-27 | .pdf | Trimpac | Trimpac | 13801E-1, 13801E-1B, 11894-1 through 11894-8
253a-s | 051304 | TRIMPAC Model E-1 and E-1B Firecycle III Multi-Cycle Single and Double Interlock Preaction | 2012-10-04 | .pdf | Trimpac | Trimpac | 13801E-1, 13801E-1B, 11894-1 through 11894-8
254a-s | 051404 | Trimpac Model E-2 and E-2B Firecycle III Multi-Cycle Deluge | 2004-06-21 | .pdf | Trimpac | Trimpac
254a-s | 051404 | Trimpac Model E-2 and E-2B Firecycle III Multi-Cycle Deluge | 2007-01-12 | .pdf | Trimpac | Trimpac
254a-s | 051404 | Trimpac Model E-2 and E-2B Firecycle III Multi-Cycle Deluge | 2007-05-01 | .pdf | Trimpac | Trimpac
254a-s | 051404 | Trimpac Model E-2 and E-2B Firecycle III Multi-Cycle Deluge | 2007-12-14 | .pdf | Trimpac | Trimpac
254a-s | 051404 | TRIMPAC Model E-2 and E-2B Firecycle III Multi-Cycle Deluge | 2008-04-11 | .pdf | Trimpac | Trimpac
254a-s | 051404 | TRIMPAC Model E-2 and E-2B Firecycle III Multi-Cycle Deluge | 2008-08-15 | .pdf | Trimpac | Trimpac | 13802E-2, 13802E-2B, 11894-1, 11894-8
254a-s | 051404 | TRIMPAC Model E-2 and E-2B Firecycle III Multi-Cycle Deluge | 2012-01-16 | .pdf | Trimpac | Trimpac | 13802E-2, 13802E-2B, 11894-1, 11894-8
255a-s | 051504 | Trimpac Model E-3 Firecycle III Multi-Cycle Wet | 2004-06-21 | .pdf | Trimpac | Trimpac
255a-s | 051504 | Trimpac Model E-3 Firecycle III Multi-Cycle Wet | 2007-01-01 | .pdf | Trimpac | Trimpac
255a-s | 051504 | Trimpac Model E-3 Firecycle III Multi-Cycle Wet | 2007-12-14 | .pdf | Trimpac | Trimpac
255a-s | 051504 | TRIMPAC Model E-3 Firecycle III Multi-Cycle Wet System | 2008-04-11 | .pdf | Trimpac | Trimpac
255a-s | 051504 | TRIMPAC Model E-3 Firecycle III Multi-Cycle Wet System | 2008-08-15 | .pdf | Trimpac | Trimpac | 12936E-3, 12936E-3B
255a-p | 051504 | TRIMPAC Model E-3 Firecycle III Multi-Cycle Wet System | 2009-11-20 | .pdf | Trimpac | Trimpac | 12936E-3, 12936E-3B
255a-p | 051504 | TRIMPAC Model E-3 Firecycle III Multi-Cycle Wet System | 2011-04-15 | .pdf | Trimpac | Trimpac | 12936E-3, 12936E-3B
255a-p | 051504 | TRIMPAC Model E-3 Firecycle III Multi-Cycle Wet System | 2012-01-27 | .pdf | Trimpac | Trimpac | 12936E-3, 12936E-3B
255a-p | 051504 | TRIMPAC Model E-3 Firecycle III Multi-Cycle Wet System | 2013-09-16 | .pdf | Trimpac | Trimpac | 12936E-3, 12936E-3B
256a-s | 051604 | Trimpac Model D-1 and D-1B SureFire Single Interlocked Preaction | 2006-07-14 | .pdf | Trimpac | Trimpac
256a-s | 051604 | Trimpac Model D-1 and D-1B SureFire Single Interlocked Preaction | 2006-08-17 | .pdf | Trimpac | Trimpac
256a-s | 051604 | Trimpac Model D-1 and D-1B SureFire Single Interlocked Preaction | 2007-01-12 | .pdf | Trimpac | Trimpac
256a-s | 051604 | Trimpac Model D-1 and D-1B SureFire Single Interlocked Preaction | 2007-05-01 | .pdf | Trimpac | Trimpac
256a-s | 051604 | Trimpac Model D-1 and D-1B SureFire Single Interlocked Preaction | 2007-12-14 | .pdf | Trimpac | Trimpac
256a-s | 051604 | Trimpac Model D-1 and D-1B SureFire Single Interlocked Preaction | 2008-04-11 | .pdf | Trimpac | Trimpac
256a-s | 051604 | Trimpac Model D-1 and D-1B SureFire Single Interlocked Preaction | 2008-08-15 | .pdf | Trimpac | Trimpac | 13798D-1, 13798D-1B, 11894-1 through 11894-8
256a-s | 051604 | Trimpac Model D-1 and D-1B SureFire Single Interlocked Preaction | 2009-07-31 | .pdf | Trimpac | Trimpac | 13798D-1, 13798D-1B, 11894-1 through 11894-8
256a-s | 051604 | Trimpac Model D-1 and D-1B SureFire Single Interlocked Preaction | 2009-08-18 | .pdf | Trimpac | Trimpac | 13798D-1, 13798D-1B, 11894-1 through 11894-8
256a-s | 051604 | Trimpac Model D-1 and D-1B SureFire Single Interlocked Preaction | 2011-04-15 | .pdf | Trimpac | Trimpac | 13798D-1, 13798D-1B, 11894-1 through 11894-8
256a-s | 051604 | Trimpac Model D-1 and D-1B SureFire Single Interlocked Preaction | 2012-01-27 | .pdf | Trimpac | Trimpac | 13798D-1, 13798D-1B, 11894-1 through 11894-8
256a-s | 051604 | Trimpac Model D-1 and D-1B SureFire Single Interlocked Preaction | 2013-10-31 | .pdf | Trimpac | Trimpac | 13798D-1, 13798D-1B, 11894-1 through 11894-8
257SFa-l | 051704 | Trimpac SureFire Double Interlocked Preaction | 2004-06-21 | .pdf | Trimpac | Trimpac
257SFa-l | 051704 | Trimpac SureFire Double Interlocked Preaction | 2006-07-14 | .pdf | Trimpac | Trimpac
257SFa-r | 051704 | Trimpac SureFire Double Interlocked Preaction | 2006-08-17 | .pdf | Trimpac | Trimpac
257a-r | 051704 | Trimpac Model D-2 SureFire Double Interlocked Preaction | 2007-01-12 | .pdf | Trimpac | Trimpac
257a-r | 051704 | Trimpac Model D-2 and D-2B SureFire Double Interlocked Preaction | 2007-05-01 | .pdf | Trimpac | Trimpac
257a-s | 051704 | Trimpac Model B-8 and B-8B Deluge System with Hydraulic Release | 2007-12-14 | .pdf | Trimpac | Trimpac
257a-s | 051704 | Trimpac Model B-8 and B-8B Deluge System with Hydraulic Release | 2008-04-11 | .pdf | Trimpac | Trimpac
257a-s | 051704 | Trimpac Model D-2 and D-2B SureFire Double Interlocked Preaction | 2008-08-15 | .pdf | Trimpac | Trimpac | 13799D-2, 13799D-2B, 11894-1 through 11894-8
257a-s | 051704 | Trimpac Model D-2 and D-2B SureFire Double Interlocked Preaction | 2009-08-18 | .pdf | Trimpac | Trimpac | 13799D-2, 13799D-2B, 11894-1 through 11894-8
257a-s | 051704 | Trimpac Model D-2 and D-2B SureFire Double Interlocked Preaction | 2011-04-15 | .pdf | Trimpac | Trimpac | 13799D-2, 13799D-2B, 11894-1 through 11894-8
257a-s | 051704 | Trimpac Model D-2 and D-2B SureFire Double Interlocked Preaction | 2012-01-27 | .pdf | Trimpac | Trimpac | 13799D-2, 13799D-2B, 11894-1 through 11894-8
259a-e | 101502 | Trimpac Drain Package | 2005-10-06 | .pdf | Trimpac | Trimpac
261a-b | 111006 | TrimPac Air Supply | 2006-12-01 | .pdf | Trimpac | Trimpac
261a-b | 111006 | TrimPac Air Supply | 2007-01-12 | .pdf | Trimpac | Trimpac
261a-b | 111006 | TrimPac Air Supply | 2007-12-19 | .pdf | Trimpac | Trimpac
261a-d | 111006 | TrimPac Air Line Trim | 2008-09-05 | .pdf | Trimpac | Trimpac | 13770, 13771
518a-r | 112102 | TrimPac Flow Control with Electric Release | 2004-06-21 | .pdf | Trimpac | Trimpac
518a-r | 112102 | TrimPac Flow Control with Electric Release | 2007-06-15 | .pdf | Trimpac | Trimpac
518a-r | 112102 | TrimPac Flow Control with Electric Release | 2012-01-27 | .pdf | Trimpac | Trimpac

## Miscellaneous Valves & Access
|  | OBSOLETE TECHNICAL DATA VALVES, SYSTEMS, AND DEVICES | The Viking Corporation 210 N. Industrial Park Drive Hastings, Michigan 49058 U.S.A. |  |  | Technical Services Toll-Free: 877-384-5464 Fax: 269-818-1680 Web Site: http://www.vikinggroupinc.com
Page Number | Form Number | Title | Issue Date | Link | Category | Section | Part Numbers
MISCELLANEOUS VALVES & ACCESSORIES
NFPA 25-1A |  | NFPA 25 Bulletin | 2003-10-21 | .pdf | Device | Miscellaneous Valves & Accessories
|  | Hydraulic Tables | 1969-03-01 | .pdf | Device | Miscellaneous Valves & Accessories
901-904 |  | Hydraulic Formulas and Tables, Metric Units | 1977-06-01 | .pdf | Device | Miscellaneous Valves & Accessories
901-904 |  | Hydraulic Formulas and Tables, Metric Units | 1982-04-01 | .pdf | Device | Miscellaneous Valves & Accessories
906a-b | 052197 | Water Pressure Gauges | 1997-06-23 | .pdf | Device | Miscellaneous Valves & Accessories | 01934A, 09978, 01124A
906a-b | 052197 | Water Pressure Gauges | 1999-07-01 | .pdf | Device | Miscellaneous Valves & Accessories | 01934A, 09978, 01124A
906a-b | 052197 | Water Pressure Gauges | 2002-03-18 | .pdf | Device | Miscellaneous Valves & Accessories
906a-b | 052197 | Water and Air Pressure Gauges | 2007-01-12 | .pdf | Device | Miscellaneous Valves & Accessories | 01934A, 01124A
906a-b | 052197 | Water and Air Pressure Gauges | 2008-11-14 | .pdf | Device | Miscellaneous Valves & Accessories | 01934A, 01124A
906a-b | 052197 | Water and Air Pressure Gauges | 2011-01-21 | .pdf | Device | Miscellaneous Valves & Accessories | 01934A, 01124A
906a-b | 052197 | Water and Air Pressure Gauges | 2012-05-11 | .pdf | Device | Miscellaneous Valves & Accessories | 01934A, 01124A
907a-b | 081498 | Air Leak Detector | 1999-02-25 | .pdf | Device | Miscellaneous Valves & Accessories | 10530, 10620
VEN 1 - 77 | - | Viking Equipment Narrative (VEN) | 1977-01-01 | .pdf | System | Miscellaneous Valves & Accessories
VEN TOC | - | VEN Table of contents | 1977-01-01 | .pdf | System | Miscellaneous Valves & Accessories
1-2 | SPEC_VIK | Division 15: MECHANICAL, Section 15D: FIRE PROTECTION SYSTEMS | 1990-02-15 | .pdf | System | Miscellaneous Valves & Accessories
| NFPA | NFPA Standards Comparison |  | .pdf | System | Miscellaneous Valves & Accessories